## High Perform Lab Fridge
Qualified Products List
ENERGY STAR Unique ID | ENERGY STAR Partner | Brand Name | Model Number | Additional Model Information | Defrost Type | Total Volume (cu. ft.) | Energy Consumption (kWh/day) | Customer Incentive
2667920 | Arctiko US Inc. | ARCTIKO | LRE 285-US |  | Automatic | 8.9 | 1.6 | 600
2667921 | Arctiko US Inc. | ARCTIKO | LRE 380-US |  | Automatic | 13.29 | 2.5 | 600
2667922 | Arctiko US Inc. | ARCTIKO | LRE 490-US |  | Automatic | 17.36 | 2.59 | 600
2665217 | Arctiko US Inc. | ARCTIKO | PRE 285-US |  | Automatic | 8.9 | 2.11 | 600
2665248 | Arctiko US Inc. | ARCTIKO | PRE 380-US |  | Automatic | 13.29 | 3 | 600
2667917 | Arctiko US Inc. | ARCTIKO | PRE 490-US |  | Automatic | 17.36 | 3.17 | 600
2509275 | Arctiko US Inc. | ARCTIKO US INC. | LR1350 |  | Automatic | 47.31 | 3.81 | 1200
2509267 | Arctiko US Inc. | ARCTIKO US INC. | LR650 |  | Automatic | 21.8 | 3.85 | 600
2509276 | Arctiko US Inc. | ARCTIKO US INC. | PR1350 |  | Automatic | 47.31 | 3.81 | 1200
2509256 | Arctiko US Inc. | ARCTIKO US INC. | PR350 |  | Automatic | 11.85 | 3.04 | 600
2509264 | Arctiko US Inc. | ARCTIKO US INC. | PR650 |  | Automatic | 21.8 | 3.85 | 600
2397919 | B Medical Systems S.à r.l. | B Medical Systems North America LLC | B291 |  | Manual | 9.25 | 0.95 | 600
2397920 | B Medical Systems S.à r.l. | B Medical Systems North America LLC | B381 |  | Manual | 11.58 | 1 | 600
2397921 | B Medical Systems S.à r.l. | B Medical Systems North America LLC | L380 |  | Manual | 11.11 | 0.89 | 600
2400604 | B Medical Systems S.à r.l. | B Medical Systems North America LLC | P290 |  | Manual | 9.25 | 0.95 | 600
2400603 | B Medical Systems S.à r.l. | B Medical Systems North America LLC | P380 |  | Manual | 11.58 | 1 | 600
4478559 | B Medical Systems S.à r.l. | B Medical Systems S.A.R.L. | B291 |  | Manual | 9.25 | 0.95 | 600
4478563 | B Medical Systems S.à r.l. | B Medical Systems S.A.R.L. | B381 |  | Manual | 11.58 | 1 | 600
2379333 | B Medical Systems S.à r.l. | B Medical Systems S.A.R.L. | B401 |  | Semi-Automatic | 15.7 | 1.44 | 600
2379337 | B Medical Systems S.à r.l. | B Medical Systems S.A.R.L. | B501 |  | Semi-Automatic | 21.2 | 1.41 | 600
4478571 | B Medical Systems S.à r.l. | B Medical Systems S.A.R.L. | B701 |  | Semi-Automatic | 26.4 | 1.45 | 800
2379338 | B Medical Systems S.à r.l. | B Medical Systems S.A.R.L. | B701 |  | Semi-Automatic | 26.4 | 1.45 | 800
4478572 | B Medical Systems S.à r.l. | B Medical Systems S.A.R.L. | B901 |  | Semi-Automatic | 30.8 | 1.47 | 800
2379341 | B Medical Systems S.à r.l. | B Medical Systems S.A.R.L. | B901 |  | Semi-Automatic | 30.8 | 1.47 | 800
4478564 | B Medical Systems S.à r.l. | B Medical Systems S.A.R.L. | L290 |  | Manual | 8.97 | 0.92 | 600
4478561 | B Medical Systems S.à r.l. | B Medical Systems S.A.R.L. | L380 |  | Manual | 11.11 | 0.89 | 600
2383268 | B Medical Systems S.à r.l. | B Medical Systems S.A.R.L. | L400 |  | Automatic | 14 | 1.33 | 600
2383269 | B Medical Systems S.à r.l. | B Medical Systems S.A.R.L. | L500 |  | Automatic | 18.5 | 1.47 | 600
2383267 | B Medical Systems S.à r.l. | B Medical Systems S.A.R.L. | L700 |  | Automatic | 23.1 | 1.4 | 600
4478565 | B Medical Systems S.à r.l. | B Medical Systems S.A.R.L. | L900 |  | Automatic | 27.8 | 1.49 | 800
2383266 | B Medical Systems S.à r.l. | B Medical Systems S.A.R.L. | L900 |  | Automatic | 27.8 | 1.49 | 800
4478560 | B Medical Systems S.à r.l. | B Medical Systems S.A.R.L. | P290 |  | Manual | 9.25 | 0.95 | 600
4478562 | B Medical Systems S.à r.l. | B Medical Systems S.A.R.L. | P380 |  | Manual | 11.58 | 1 | 600
2379334 | B Medical Systems S.à r.l. | B Medical Systems S.A.R.L. | P400 |  | Semi-Automatic | 15.7 | 1.44 | 600
2379336 | B Medical Systems S.à r.l. | B Medical Systems S.A.R.L. | P500 |  | Semi-Automatic | 21.2 | 1.41 | 600
4478570 | B Medical Systems S.à r.l. | B Medical Systems S.A.R.L. | P700 |  | Semi-Automatic | 26.4 | 1.45 | 800
2379339 | B Medical Systems S.à r.l. | B Medical Systems S.A.R.L. | P700 |  | Semi-Automatic | 26.4 | 1.45 | 800
4478573 | B Medical Systems S.à r.l. | B Medical Systems S.A.R.L. | P900 |  | Semi-Automatic | 30.8 | 1.47 | 800
2379340 | B Medical Systems S.à r.l. | B Medical Systems S.A.R.L. | P900 |  | Semi-Automatic | 30.8 | 1.47 | 800
4498531 | Biomedical Solutions Inc. | Biomedical Solutions Inc. | PH-BSI-NSF-10PG |  | Manual | 9.38 | 2.42 | 600
4498530 | Biomedical Solutions Inc. | Biomedical Solutions Inc. | PH-BSI-NSF-10PS |  | Manual | 9.38 | 2.42 | 600
4513989 | Biomedical Solutions Inc. | Biomedical Solutions, Inc. | BHEV-16-HG |  | Automatic | 11.24 | 1.2 | 600
4513992 | Biomedical Solutions Inc. | Biomedical Solutions, Inc. | BHEV-16-HG-PH |  | Automatic | 11.24 | 1.2 | 600
4513995 | Biomedical Solutions Inc. | Biomedical Solutions, Inc. | BHEV-16-HG-PHN |  | Automatic | 11.24 | 1.2 | 600
4515154 | Biomedical Solutions Inc. | Biomedical Solutions, Inc. | BHEV-23-HG |  | Automatic | 16.87 | 1.47 | 600
4515157 | Biomedical Solutions Inc. | Biomedical Solutions, Inc. | BHEV-23-HG-PH |  | Automatic | 16.87 | 1.47 | 600
4515159 | Biomedical Solutions Inc. | Biomedical Solutions, Inc. | BHEV-23-HG-PHN |  | Automatic | 16.87 | 1.47 | 600
4514079 | Biomedical Solutions Inc. | Biomedical Solutions, Inc. | BHEV-26-HG |  | Automatic | 19.15 | 1.41 | 600
4514082 | Biomedical Solutions Inc. | Biomedical Solutions, Inc. | BHEV-26-HG-PH |  | Automatic | 19.15 | 1.41 | 600
4514084 | Biomedical Solutions Inc. | Biomedical Solutions, Inc. | BHEV-26-HG-PHN |  | Automatic | 19.15 | 1.41 | 600
4510498 | Biomedical Solutions Inc. | Biomedical Solutions, Inc. | BHEV-49-HG |  | Automatic | 42.63 | 2.44 | 800
4510501 | Biomedical Solutions Inc. | Biomedical Solutions, Inc. | BHEV-49-HG-PH |  | Automatic | 42.63 | 2.44 | 800
4510503 | Biomedical Solutions Inc. | Biomedical Solutions, Inc. | BHEV-49-HG-PHN |  | Automatic | 42.63 | 2.44 | 800
4513990 | Biomedical Solutions Inc. | Biomedical Solutions, Inc. | BHTV-16-HG |  | Automatic | 11.24 | 1.2 | 600
4515155 | Biomedical Solutions Inc. | Biomedical Solutions, Inc. | BHTV-23-HG |  | Automatic | 16.87 | 1.47 | 600
4514080 | Biomedical Solutions Inc. | Biomedical Solutions, Inc. | BHTV-26-HG |  | Automatic | 19.15 | 1.41 | 600
4510499 | Biomedical Solutions Inc. | Biomedical Solutions, Inc. | BHTV-49-HG |  | Automatic | 42.63 | 2.44 | 800
4513988 | Biomedical Solutions Inc. | Biomedical Solutions, Inc. | BHUV-16-HG |  | Automatic | 11.24 | 1.2 | 600
4513991 | Biomedical Solutions Inc. | Biomedical Solutions, Inc. | BHUV-16-HG-PH |  | Automatic | 11.24 | 1.2 | 600
4513994 | Biomedical Solutions Inc. | Biomedical Solutions, Inc. | BHUV-16-HG-PHN |  | Automatic | 11.24 | 1.2 | 600
4515153 | Biomedical Solutions Inc. | Biomedical Solutions, Inc. | BHUV-23-HG |  | Automatic | 16.87 | 1.47 | 600
4515156 | Biomedical Solutions Inc. | Biomedical Solutions, Inc. | BHUV-23-HG-PH |  | Automatic | 16.87 | 1.47 | 600
4515158 | Biomedical Solutions Inc. | Biomedical Solutions, Inc. | BHUV-23-HG-PHN |  | Automatic | 16.87 | 1.47 | 600
4514078 | Biomedical Solutions Inc. | Biomedical Solutions, Inc. | BHUV-26-HG |  | Automatic | 19.15 | 1.41 | 600
4514081 | Biomedical Solutions Inc. | Biomedical Solutions, Inc. | BHUV-26-HG-PH |  | Automatic | 19.15 | 1.41 | 600
4514083 | Biomedical Solutions Inc. | Biomedical Solutions, Inc. | BHUV-26-HG-PHN |  | Automatic | 19.15 | 1.41 | 600
4510497 | Biomedical Solutions Inc. | Biomedical Solutions, Inc. | BHUV-49-HG |  | Automatic | 42.63 | 2.44 | 800
4510500 | Biomedical Solutions Inc. | Biomedical Solutions, Inc. | BHUV-49-HG-PH |  | Automatic | 42.63 | 2.44 | 800
4510502 | Biomedical Solutions Inc. | Biomedical Solutions, Inc. | BHUV-49-HG-PHN |  | Automatic | 42.63 | 2.44 | 800
2732466 | Biomedical Solutions Inc. | Biomedical Solutions, Inc. | BSI-HC-16S |  | Automatic | 12.59 | 1.25 | 600
2732465 | Biomedical Solutions Inc. | Biomedical Solutions, Inc. | BSI-HC-16S-TS |  | Automatic | 12.59 | 1.25 | 600
4429404 | Biomedical Solutions Inc. | Biomedical Solutions, Inc. | BSI-HC-26 | ,BSI-HC-26-TS, | Manual | 23.42 | 2.48 | 600
3360961 | Biomedical Solutions Inc. | Biomedical Solutions, Inc. | BSI-HC-26S |  | Automatic | 23 | 1.68 | 600
3360960 | Biomedical Solutions Inc. | Biomedical Solutions, Inc. | BSI-HC-26S-TS |  | Automatic | 23 | 1.68 | 600
4429405 | Biomedical Solutions Inc. | Biomedical Solutions, Inc. | BSI-HC-47 | ,BSI-HC-47-TS, | Manual | 45.41 | 3.47 | 1200
4429408 | Biomedical Solutions Inc. | Biomedical Solutions, Inc. | BSI-HC-49 | ,BSI-HC-49-TS, | Manual | 44.01 | 3.16 | 1200
4429402 | Biomedical Solutions Inc. | Biomedical Solutions, Inc. | BSI-HC-49S | ,BSI-HC-49S-TS,; ,BSI-HC-SLS-49,; ,PH-BSI-HC-49S,; ,PH-BSI-HC-S49S,; ,PH-BSI-NSF-49S,; ,PH-BSI-NSF-S49S, | Manual | 45.26 | 2.48 | 1200
4429409 | Biomedical Solutions Inc. | Biomedical Solutions, Inc. | BSI-HC-72 | ,BSI-HC-72-TS, | Manual | 65.84 | 3.71 | 1200
2732469 | Biomedical Solutions Inc. | Biomedical Solutions, Inc. | BSI-HC-CP-16 |  | Automatic | 12.59 | 1.25 | 600
2732468 | Biomedical Solutions Inc. | Biomedical Solutions, Inc. | BSI-HC-CP-16-TS |  | Automatic | 12.59 | 1.25 | 600
4514128 | Biomedical Solutions Inc. | Biomedical Solutions, Inc. | BSI-HC-CP-23 |  | Automatic | 18 | 1.32 | 600
4514160 | Biomedical Solutions Inc. | Biomedical Solutions, Inc. | BSI-HC-CP-23-TS |  | Automatic | 18 | 1.32 | 600
3360964 | Biomedical Solutions Inc. | Biomedical Solutions, Inc. | BSI-HC-CP-26 |  | Automatic | 23 | 1.68 | 600
3360963 | Biomedical Solutions Inc. | Biomedical Solutions, Inc. | BSI-HC-CP-26-TS |  | Automatic | 23 | 1.68 | 600
4429403 | Biomedical Solutions Inc. | Biomedical Solutions, Inc. | BSI-HC-CP-49 | ,BSI-HC-CP-49-TS,; ,BSI-HC-CS-49,; ,BSI-HC-LP-49,; ,BSI-HC-LP-49-TS,; ,BSI-HC-LS-49,; ,CRT-BSI-HC-S49G,; ,PH-BSI-HC-49G,; ,PH-BSI-HC-S49G,; ,PH-BSI-NSF-49G,; ,PH-BSI-NSF-S49G, | Manual | 45.26 | 2.48 | 1200
2732470 | Biomedical Solutions Inc. | Biomedical Solutions, Inc. | BSI-HC-CS-16 |  | Automatic | 12.59 | 1.25 | 600
4514161 | Biomedical Solutions Inc. | Biomedical Solutions, Inc. | BSI-HC-CS-23 |  | Automatic | 18 | 1.32 | 600
3360965 | Biomedical Solutions Inc. | Biomedical Solutions, Inc. | BSI-HC-CS-26 |  | Automatic | 23 | 1.68 | 600
2732463 | Biomedical Solutions Inc. | Biomedical Solutions, Inc. | BSI-HC-LP-16 |  | Automatic | 12.59 | 1.25 | 600
2732462 | Biomedical Solutions Inc. | Biomedical Solutions, Inc. | BSI-HC-LP-16-TS |  | Automatic | 12.59 | 1.25 | 600
4514162 | Biomedical Solutions Inc. | Biomedical Solutions, Inc. | BSI-HC-LP-23 |  | Automatic | 18 | 1.32 | 600
4514163 | Biomedical Solutions Inc. | Biomedical Solutions, Inc. | BSI-HC-LP-23-TS |  | Automatic | 18 | 1.32 | 600
3360958 | Biomedical Solutions Inc. | Biomedical Solutions, Inc. | BSI-HC-LP-26 |  | Automatic | 23 | 1.68 | 600
3360957 | Biomedical Solutions Inc. | Biomedical Solutions, Inc. | BSI-HC-LP-26-TS |  | Automatic | 23 | 1.68 | 600
2732464 | Biomedical Solutions Inc. | Biomedical Solutions, Inc. | BSI-HC-LS-16 |  | Automatic | 12.59 | 1.25 | 600
4514164 | Biomedical Solutions Inc. | Biomedical Solutions, Inc. | BSI-HC-LS-23 |  | Automatic | 18 | 1.32 | 600
3360959 | Biomedical Solutions Inc. | Biomedical Solutions, Inc. | BSI-HC-LS-26 |  | Automatic | 23 | 1.68 | 600
4518236 | Biomedical Solutions Inc. | Biomedical Solutions, Inc. | BSI-HC-RI-23 |  | Manual | 19.12 | 1.57 | 600
4518246 | Biomedical Solutions Inc. | Biomedical Solutions, Inc. | BSI-HC-RI-49 |  | Automatic | 43.18 | 2.38 | 800
2732467 | Biomedical Solutions Inc. | Biomedical Solutions, Inc. | BSI-HC-SLS-16 |  | Automatic | 12.59 | 1.25 | 600
3360962 | Biomedical Solutions Inc. | Biomedical Solutions, Inc. | BSI-HC-SLS-26 |  | Automatic | 23 | 1.68 | 600
2732471 | Biomedical Solutions Inc. | Biomedical Solutions, Inc. | PH-BSI-HC-16G |  | Automatic | 12.59 | 1.25 | 600
2732473 | Biomedical Solutions Inc. | Biomedical Solutions, Inc. | PH-BSI-HC-16S |  | Automatic | 12.59 | 1.25 | 600
4514165 | Biomedical Solutions Inc. | Biomedical Solutions, Inc. | PH-BSI-HC-23G |  | Automatic | 18 | 1.32 | 600
3360966 | Biomedical Solutions Inc. | Biomedical Solutions, Inc. | PH-BSI-HC-26G |  | Automatic | 23 | 1.68 | 600
3360968 | Biomedical Solutions Inc. | Biomedical Solutions, Inc. | PH-BSI-HC-26S |  | Automatic | 23 | 1.68 | 600
2732472 | Biomedical Solutions Inc. | Biomedical Solutions, Inc. | PH-BSI-HC-S16G |  | Automatic | 12.59 | 1.25 | 600
2732474 | Biomedical Solutions Inc. | Biomedical Solutions, Inc. | PH-BSI-HC-S16S |  | Automatic | 12.59 | 1.25 | 600
4514166 | Biomedical Solutions Inc. | Biomedical Solutions, Inc. | PH-BSI-HC-S23G |  | Automatic | 18 | 1.32 | 600
3360967 | Biomedical Solutions Inc. | Biomedical Solutions, Inc. | PH-BSI-HC-S26G |  | Automatic | 23 | 1.68 | 600
3360969 | Biomedical Solutions Inc. | Biomedical Solutions, Inc. | PH-BSI-HC-S26S |  | Automatic | 23 | 1.68 | 600
2732526 | Biomedical Solutions Inc. | Biomedical Solutions, Inc. | PH-BSI-NSF-16G |  | Automatic | 12.59 | 1.25 | 600
4514178 | Biomedical Solutions Inc. | Biomedical Solutions, Inc. | PH-BSI-NSF-16S |  | Automatic | 12.59 | 1.25 | 600
2732528 | Biomedical Solutions Inc. | Biomedical Solutions, Inc. | PH-BSI-NSF-16S |  | Automatic | 12.59 | 1.25 | 600
4514167 | Biomedical Solutions Inc. | Biomedical Solutions, Inc. | PH-BSI-NSF-23G |  | Automatic | 18 | 1.32 | 600
4514240 | Biomedical Solutions Inc. | Biomedical Solutions, Inc. | PH-BSI-NSF-23S |  | Automatic | 18 | 1.32 | 600
2732355 | Biomedical Solutions Inc. | Biomedical Solutions, Inc. | PH-BSI-NSF-23S |  | Automatic | 18 | 1.32 | 600
3360970 | Biomedical Solutions Inc. | Biomedical Solutions, Inc. | PH-BSI-NSF-26G |  | Automatic | 23 | 1.68 | 600
4514227 | Biomedical Solutions Inc. | Biomedical Solutions, Inc. | PH-BSI-NSF-26S |  | Automatic | 23 | 1.68 | 600
3360972 | Biomedical Solutions Inc. | Biomedical Solutions, Inc. | PH-BSI-NSF-26S |  | Automatic | 23 | 1.68 | 600
2732527 | Biomedical Solutions Inc. | Biomedical Solutions, Inc. | PH-BSI-NSF-S16G |  | Automatic | 12.59 | 1.25 | 600
4514179 | Biomedical Solutions Inc. | Biomedical Solutions, Inc. | PH-BSI-NSF-S16S |  | Automatic | 12.59 | 1.25 | 600
2732529 | Biomedical Solutions Inc. | Biomedical Solutions, Inc. | PH-BSI-NSF-S16S |  | Automatic | 12.59 | 1.25 | 600
2732354 | Biomedical Solutions Inc. | Biomedical Solutions, Inc. | PH-BSI-NSF-S23G |  | Automatic | 18 | 1.32 | 600
4514241 | Biomedical Solutions Inc. | Biomedical Solutions, Inc. | PH-BSI-NSF-S23S |  | Automatic | 18 | 1.32 | 600
2732356 | Biomedical Solutions Inc. | Biomedical Solutions, Inc. | PH-BSI-NSF-S23S |  | Automatic | 18 | 1.32 | 600
3360971 | Biomedical Solutions Inc. | Biomedical Solutions, Inc. | PH-BSI-NSF-S26G |  | Automatic | 23 | 1.68 | 600
4514228 | Biomedical Solutions Inc. | Biomedical Solutions, Inc. | PH-BSI-NSF-S26S |  | Automatic | 23 | 1.68 | 600
3360973 | Biomedical Solutions Inc. | Biomedical Solutions, Inc. | PH-BSI-NSF-S26S |  | Automatic | 23 | 1.68 | 600
3417620 | Biomedical Solutions Inc. | Clinicool and Futura | BSI-HC-FRP-14P | ,BSI-HC-ERP-14,; ,BSI-HC-FRP-14,; ,BSI-HC-FRP-14-TS,; ,BSI-HC-RFP-14, | Automatic | 12.57 | 1.1 | 600
3388109 | Biomedical Solutions Inc. | Clinicool and Futura | BSI-HC-FRP-17 | ,BSI-HC-ERP-17,; ,BSI-HC-FRP-17-TS,; ,BSI-HC-FRP-17P,; ,BSI-HC-RFP-17, | Automatic | 18.31 | 1.5 | 600
3417609 | Biomedical Solutions Inc. | Clinicool and Futura | BSI-HC-FRP-20P | ,BSI-HC-ERP-20,; ,BSI-HC-FRP-20,; ,BSI-HC-FRP-20-TS,; ,BSI-HC-RFP-20, | Manual | 19.75 | 1.58 | 600
2684037 | Biomedical Solutions Inc. | Clinicool and Futura | BSI-HC-PL-49 | ,BSI-HC-SPL-49, | Automatic | 43.18 | 2.38 | 800
2348612 | Cardinal Health 200, LLC | Cardinal Health | CH1204BA | ,,CAX1204BA | Manual | 11.95 | 3.54 | 600
2348607 | Cardinal Health 200, LLC | Cardinal Health | CH1204BD | ,,CAX1204BD | Manual | 11.95 | 3.54 | 600
2348613 | Cardinal Health 200, LLC | Cardinal Health | CH1205GA | ,,CAX1205GA | Manual | 11.95 | 3.54 | 600
2348608 | Cardinal Health 200, LLC | Cardinal Health | CH1205GD | ,,CAX1205GD | Manual | 11.95 | 3.54 | 600
2348614 | Cardinal Health 200, LLC | Cardinal Health | CH1205PA | ,,CAX1205PA | Manual | 11.95 | 3.54 | 600
2348610 | Cardinal Health 200, LLC | Cardinal Health | CH1205PD | ,,CAX1205PD | Manual | 11.95 | 3.54 | 600
2348609 | Cardinal Health 200, LLC | Cardinal Health | CH1205SA | ,,CAX1205SA | Manual | 11.95 | 3.54 | 600
2348611 | Cardinal Health 200, LLC | Cardinal Health | CH1205SD | ,,CAX1205SD | Manual | 11.95 | 3.54 | 600
3354528 | Cardinal Health 200, LLC | Cardinal Health | CH2304BA | ,CH2304BA,CAX2304BA- Catalog Number | Automatic | 20.6 | 4.34 | 600
2365199 | Cardinal Health 200, LLC | Cardinal Health | CH2304BA | ,CH2304BA,CAX2304BA- Catalog Number | Automatic | 20.6 | 4.34 | 600
3354529 | Cardinal Health 200, LLC | Cardinal Health | CH2304BD | ,CH2304BD,CAX2304BD- Catalog Number | Automatic | 20.6 | 4.34 | 600
2365200 | Cardinal Health 200, LLC | Cardinal Health | CH2304BD | ,CH2304BD,CAX2304BD- Catalog Number | Automatic | 20.6 | 4.34 | 600
3354530 | Cardinal Health 200, LLC | Cardinal Health | CH2305CA | ,CH2305CA,CAX2305CA- Catalog Number | Automatic | 20.6 | 4.34 | 600
2365201 | Cardinal Health 200, LLC | Cardinal Health | CH2305CA | ,CH2305CA,CAX2305CA- Catalog Number | Automatic | 20.6 | 4.34 | 600
3354531 | Cardinal Health 200, LLC | Cardinal Health | CH2305CD | ,CH2305CD,CAX2305CD- Catalog Number | Automatic | 20.6 | 4.34 | 600
2365202 | Cardinal Health 200, LLC | Cardinal Health | CH2305CD | ,CH2305CD,CAX2305CD- Catalog Number | Automatic | 20.6 | 4.34 | 600
3354532 | Cardinal Health 200, LLC | Cardinal Health | CH2305GA | ,CH2305GA,CAX2305GA- Catalog number | Automatic | 20.6 | 4.34 | 600
2365203 | Cardinal Health 200, LLC | Cardinal Health | CH2305GA | ,CH2305GA,CAX2305GA- Catalog number | Automatic | 20.6 | 4.34 | 600
3354533 | Cardinal Health 200, LLC | Cardinal Health | CH2305GD | ,CH2305GD,CAX2305GD- Catalog Number | Automatic | 20.6 | 4.34 | 600
2365204 | Cardinal Health 200, LLC | Cardinal Health | CH2305GD | ,CH2305GD,CAX2305GD- Catalog Number | Automatic | 20.6 | 4.34 | 600
3354534 | Cardinal Health 200, LLC | Cardinal Health | CH2305PA | ,CH2305PA,CAX2305PA- Catalog Number | Automatic | 20.6 | 4.34 | 600
2365205 | Cardinal Health 200, LLC | Cardinal Health | CH2305PA | ,CH2305PA,CAX2305PA- Catalog Number | Automatic | 20.6 | 4.34 | 600
3354535 | Cardinal Health 200, LLC | Cardinal Health | CH2305PD | ,CH2305PD,CAX2305PD- Catalog Number | Automatic | 20.6 | 4.34 | 600
2365206 | Cardinal Health 200, LLC | Cardinal Health | CH2305PD | ,CH2305PD,CAX2305PD- Catalog Number | Automatic | 20.6 | 4.34 | 600
3354536 | Cardinal Health 200, LLC | Cardinal Health | CH2305SA | ,CH2305SA,CAX2305SA- Catalog Number | Automatic | 20.6 | 4.34 | 600
2365207 | Cardinal Health 200, LLC | Cardinal Health | CH2305SA | ,CH2305SA,CAX2305SA- Catalog Number | Automatic | 20.6 | 4.34 | 600
3354537 | Cardinal Health 200, LLC | Cardinal Health | CH2305SD | ,CH2305SD,CAX2305SD-Catalog Number | Automatic | 20.6 | 4.34 | 600
2365208 | Cardinal Health 200, LLC | Cardinal Health | CH2305SD | ,CH2305SD,CAX2305SD-Catalog Number | Automatic | 20.6 | 4.34 | 600
2348626 | Cardinal Health 200, LLC | Cardinal Health | CH3004BA | ,,CAX3004BA | Manual | 27.8 | 4.41 | 800
2348622 | Cardinal Health 200, LLC | Cardinal Health | CH3004BD | ,,CAX3004BD | Manual | 27.8 | 4.41 | 800
2348627 | Cardinal Health 200, LLC | Cardinal Health | CH3005CA | ,,CAX3005CA | Manual | 27.8 | 4.41 | 800
2348623 | Cardinal Health 200, LLC | Cardinal Health | CH3005CD | ,,CAX3005CD | Manual | 27.8 | 4.41 | 800
2348628 | Cardinal Health 200, LLC | Cardinal Health | CH3005GA | ,,CAX3005GA | Manual | 27.8 | 4.41 | 800
2348629 | Cardinal Health 200, LLC | Cardinal Health | CH3005GD | ,,CAX3005GD | Manual | 27.8 | 4.41 | 800
2348624 | Cardinal Health 200, LLC | Cardinal Health | CH3005PA | ,,CAX3005PA | Manual | 27.8 | 4.41 | 800
2348630 | Cardinal Health 200, LLC | Cardinal Health | CH3005PD | ,,CAX3005PD | Manual | 27.8 | 4.41 | 800
2348625 | Cardinal Health 200, LLC | Cardinal Health | CH3005SA | ,,CAX3005SA | Manual | 27.8 | 4.41 | 800
2348631 | Cardinal Health 200, LLC | Cardinal Health | CH3005SD | ,,CAX3005SD | Manual | 27.8 | 4.41 | 800
2381402 | Cardinal Health 200, LLC | Cardinal Health | CH4505CA | ,CH4505CA,Catalog Number: CAX4505CA | Automatic | 46.2 | 5.34 | 1200
2347173 | Cardinal Health 200, LLC | Cardinal Health | CH4505CA | ,,CAX4505CA | Semi-Automatic | 46.36 | 5.39 | 1200
2381403 | Cardinal Health 200, LLC | Cardinal Health | CH4505CD | ,CH4505CD,Catalog Number: CAX4505CD | Automatic | 46.2 | 5.34 | 1200
2347174 | Cardinal Health 200, LLC | Cardinal Health | CH4505CD | ,,CAX4505CD | Semi-Automatic | 46.36 | 5.39 | 1200
2381404 | Cardinal Health 200, LLC | Cardinal Health | CH4505GA | ,CH4505GA,Catalog Number: CAX4505GA | Automatic | 46.2 | 5.34 | 1200
2347175 | Cardinal Health 200, LLC | Cardinal Health | CH4505GA | ,,CAX4505GA | Semi-Automatic | 46.36 | 5.39 | 1200
2381405 | Cardinal Health 200, LLC | Cardinal Health | CH4505GD | ,CH4505GD,Catalog Number: CAX4505GD | Automatic | 46.2 | 5.34 | 1200
2347176 | Cardinal Health 200, LLC | Cardinal Health | CH4505GD | ,,CAX4505GD | Semi-Automatic | 46.36 | 5.39 | 1200
2381455 | Cardinal Health 200, LLC | Cardinal Health | CH5004BA | ,CH5004BA,Catalog Number: CAX5004BA | Automatic | 47.76 | 7.07 | 1200
2347185 | Cardinal Health 200, LLC | Cardinal Health | CH5004BA | ,,CAX5004BA | Semi-Automatic | 48.3 | 7.14 | 1200
2381456 | Cardinal Health 200, LLC | Cardinal Health | CH5004BD | ,CH5004BD,Catalog Number: CAX5004BD | Automatic | 47.76 | 7.07 | 1200
2347186 | Cardinal Health 200, LLC | Cardinal Health | CH5004BD | ,,CAX5004BD | Semi-Automatic | 48.3 | 7.14 | 1200
2381457 | Cardinal Health 200, LLC | Cardinal Health | CH5005CA | ,CH5005CA,Catalog Number: CAX5005CA | Automatic | 47.76 | 7.07 | 1200
2347187 | Cardinal Health 200, LLC | Cardinal Health | CH5005CA | ,,CAX5005CA | Semi-Automatic | 48.3 | 7.14 | 1200
2381458 | Cardinal Health 200, LLC | Cardinal Health | CH5005CD | ,CH5005CD,Catalog Number: CAX5005CD | Automatic | 47.76 | 7.07 | 1200
2347188 | Cardinal Health 200, LLC | Cardinal Health | CH5005CD | ,,CAX5005CD | Semi-Automatic | 48.3 | 7.14 | 1200
2381459 | Cardinal Health 200, LLC | Cardinal Health | CH5005GA | ,CH5005GA,Catalog Number: CAX5005GA | Automatic | 47.76 | 7.07 | 1200
2347189 | Cardinal Health 200, LLC | Cardinal Health | CH5005GA | ,,CAX5005GA | Semi-Automatic | 48.3 | 7.14 | 1200
2381460 | Cardinal Health 200, LLC | Cardinal Health | CH5005GD | ,CH5005GD,Catalog Number: CAX5005GD | Automatic | 47.76 | 7.07 | 1200
2347190 | Cardinal Health 200, LLC | Cardinal Health | CH5005GD | ,,CAX5005GD | Semi-Automatic | 48.3 | 7.14 | 1200
2381461 | Cardinal Health 200, LLC | Cardinal Health | CH5005PA | ,CH5005PA,Catalog Number: CAX5005PA | Automatic | 47.76 | 7.07 | 1200
2347191 | Cardinal Health 200, LLC | Cardinal Health | CH5005PA | ,,CAX5005PA | Semi-Automatic | 48.3 | 7.14 | 1200
2381462 | Cardinal Health 200, LLC | Cardinal Health | CH5005PD | ,CH5005PD,Catalog Number: CAX5005PD | Automatic | 47.76 | 7.07 | 1200
2347192 | Cardinal Health 200, LLC | Cardinal Health | CH5005PD | ,,CAX5005PD | Semi-Automatic | 48.3 | 7.14 | 1200
2381463 | Cardinal Health 200, LLC | Cardinal Health | CH5005SA | ,CH5005SA,Catalog Number: CAX5005SA | Automatic | 47.76 | 7.07 | 1200
2347193 | Cardinal Health 200, LLC | Cardinal Health | CH5005SA | ,,CAXC5005SA | Semi-Automatic | 48.3 | 7.14 | 1200
2381464 | Cardinal Health 200, LLC | Cardinal Health | CH5005SD | ,CH5005SD,Catalog Number: CAX5005SD | Automatic | 47.76 | 7.07 | 1200
2347194 | Cardinal Health 200, LLC | Cardinal Health | CH5005SD | ,,CAX5005SD | Semi-Automatic | 48.3 | 7.14 | 1200
2635756 | Cardinal Health 200, LLC | Cardinal Health | CHG1205GA | ,CHG1205PA,; ,CHG1205SA, | Automatic | 12.15 | 1.73 | 600
4517393 | Cardinal Health 200, LLC | Cardinal Health | CHG1205SA | CHG1205SD | Automatic | 12.15 | 1.73 | 600
2636023 | Cardinal Health 200, LLC | Cardinal Health | CHG2305GA | ,CHG2305PA,; ,CHG2305SA, | Automatic | 21.9 | 1.82 | 600
4517938 | Cardinal Health 200, LLC | Cardinal Health | CHG2305SA |  | Automatic | 21.9 | 1.82 | 600
2635827 | Cardinal Health 200, LLC | Cardinal Health | CHG3005GA | ,CHG3005PA,; ,CHG3005SA, | Automatic | 27.08 | 1.92 | 800
4517396 | Cardinal Health 200, LLC | Cardinal Health | CHG3005SA |  | Automatic | 27.08 | 1.92 | 800
2636090 | Cardinal Health 200, LLC | Cardinal Health | CHG4505GA |  | Automatic | 46.81 | 2.41 | 1200
2635984 | Cardinal Health 200, LLC | Cardinal Health | CHG5005GA | ,CHG5005PA,; ,CHG5005SA, | Automatic | 49.02 | 3.54 | 1200
4517856 | Cardinal Health 200, LLC | Cardinal Health | CHG5005SA |  | Automatic | 49.02 | 3.54 | 1200
3419024 | Cardinal Health 200, LLC | Cardinal Health | CHV72RPGA |  | Automatic | 68.45 | 4.08 | 1200
3419025 | Cardinal Health 200, LLC | Cardinal Health | CHV72RSGA |  | Automatic | 68.45 | 4.08 | 1200
2320355 | Desmon Spa | Desmon | DS-PGH09GBBPCBHE-A |  | Automatic | 32.28 | 2.77 | 800
2320356 | Desmon Spa | Desmon | DS-PGH09GSSPCBHE-A |  | Automatic | 32.28 | 2.77 | 800
2320344 | Desmon Spa | Desmon | DS-PGH14GBBPCBHE-A |  | Automatic | 47.31 | 3.81 | 1200
2320345 | Desmon Spa | Desmon | DS-PGH14GSSPCBHE-A |  | Automatic | 47.31 | 3.81 | 1200
2320346 | Desmon Spa | Desmon | DS-PGH14SBBPCBHE-A |  | Automatic | 47.31 | 3.81 | 1200
2320347 | Desmon Spa | Desmon | DS-PGH14SSSPCBHE-A |  | Automatic | 47.31 | 3.81 | 1200
2320368 | Desmon Spa | Desmon | DS-PGH21GBBPCBHE-A |  | Automatic | 72.94 | 8.67 | 1200
2320369 | Desmon Spa | Desmon | DS-PGH21GSSPCBHE-A |  | Automatic | 72.94 | 8.67 | 1200
2320352 | Desmon Spa | Desmon | DS-PGM07GBBPCBHE-A |  | Automatic | 21.8 | 3.85 | 600
2320351 | Desmon Spa | Desmon | DS-PGM07GSSPCBHE-A |  | Automatic | 21.8 | 3.85 | 600
2320357 | Desmon Spa | Desmon | DS-PGM09CBBPCBHE-A |  | Automatic | 32.28 | 2.77 | 800
2320358 | Desmon Spa | Desmon | DS-PGM09CSSPCBHE-A |  | Automatic | 32.28 | 2.77 | 800
2320359 | Desmon Spa | Desmon | DS-PGM09GBBPCBHE-A |  | Automatic | 32.28 | 2.77 | 800
2320360 | Desmon Spa | Desmon | DS-PGM09GSSPCBHE-A |  | Automatic | 32.28 | 2.77 | 800
2320339 | Desmon Spa | Desmon | DS-PGM14CBBPCBHE-A |  | Automatic | 47.31 | 3.81 | 1200
2320340 | Desmon Spa | Desmon | DS-PGM14CSSPCBHE-A |  | Automatic | 47.31 | 3.81 | 1200
2320341 | Desmon Spa | Desmon | DS-PGM14GBBPCBHE-A |  | Automatic | 47.31 | 3.81 | 1200
2320342 | Desmon Spa | Desmon | DS-PGM14GSSPCBHE-A |  | Automatic | 47.31 | 3.81 | 1200
2320362 | Desmon Spa | Desmon | DS-PGM14SBBPCBHE-A |  | Automatic | 47.09 | 4.93 | 1200
2320363 | Desmon Spa | Desmon | DS-PGM14SSSPCBHE-A |  | Automatic | 47.09 | 4.93 | 1200
2320370 | Desmon Spa | Desmon | DS-PGM21GBBPCBHE-A |  | Automatic | 72.94 | 8.67 | 1200
2320371 | Desmon Spa | Desmon | DS-PGM21GSSPCBHE-A |  | Automatic | 72.94 | 8.67 | 1200
2320349 | Desmon Spa | Desmon | DS-PSM04GBBPCBHE-A |  | Automatic | 11.85 | 3.04 | 600
2579511 | Desmon Spa | Desmon Spa | BB-PGM07C |  | Automatic | 20.87 | 3.85 | 600
4512778 | Desmon Spa | Desmon Spa | BB-PGM07C******* |  | Automatic | 20.87 | 1.2 | 600
4481466 | Desmon Spa | Desmon Spa | BB-PGM07Gxxxxxxxxx |  | Automatic | 20.87 | 2.21 | 600
2389275 | Desmon Spa | Desmon Spa | BB-PGM07Gxxxxxxxxx |  | Automatic | 20.87 | 2.21 | 600
2579513 | Desmon Spa | Desmon Spa | BB-PGM09C |  | Automatic | 31.35 | 2.77 | 800
2579514 | Desmon Spa | Desmon Spa | BB-PGM09G |  | Automatic | 31.35 | 2.77 | 800
4481467 | Desmon Spa | Desmon Spa | BB-PGM09Gxxxxxxxxx |  | Automatic | 31.35 | 2.77 | 800
2579515 | Desmon Spa | Desmon Spa | BB-PGM14C |  | Automatic | 46.38 | 3.81 | 1200
4512783 | Desmon Spa | Desmon Spa | BB-PGM14C******* |  | Automatic | 46.38 | 1.61 | 1200
2579516 | Desmon Spa | Desmon Spa | BB-PGM14G |  | Automatic | 46.38 | 3.81 | 1200
4481468 | Desmon Spa | Desmon Spa | BB-PGM14Gxxxxxxxxx |  | Automatic | 46.38 | 3.81 | 1200
2579510 | Desmon Spa | Desmon Spa | BB-PSM04G |  | Automatic | 10.92 | 3.04 | 600
4512779 | Desmon Spa | Desmon Spa | DS-PGM07C******* |  | Automatic | 21.8 | 1.2 | 600
4512785 | Desmon Spa | Desmon Spa | DS-PGM07G******* |  | Automatic | 21.79 | 2.38 | 600
4497513 | Desmon Spa | Desmon Spa | DS-PGM09Gxxxxxxxxx |  | Automatic | 32.28 | 2.77 | 800
4512782 | Desmon Spa | Desmon Spa | DS-PGM14C******* |  | Automatic | 47.31 | 1.61 | 1200
4481470 | Desmon Spa | Desmon Spa | DS-PGM14Gxxxxxxxxx |  | Automatic | 47.31 | 3.81 | 1200
3995488 | Felix Storch, Inc. | Accucold | ARG141ML |  | Automatic | 10.92 | 3.04 | 600
3995502 | Felix Storch, Inc. | Accucold | ARG252ML |  | Automatic | 20.87 | 3.85 | 600
3995500 | Felix Storch, Inc. | Accucold | ARG254MLSS |  | Automatic | 20.87 | 3.85 | 600
4498983 | Felix Storch, Inc. | Accucold | ARG302ML |  | Automatic | 31.35 | 2.77 | 800
4498981 | Felix Storch, Inc. | Accucold | ARG304MLSS |  | Automatic | 31.35 | 2.77 | 800
4498985 | Felix Storch, Inc. | Accucold | ARG494MLSS |  | Automatic | 46.38 | 3.81 | 1200
3995498 | Felix Storch, Inc. | Accucold | ARG721ML |  | Automatic | 72.94 | 8.67 | 1200
3995497 | Felix Storch, Inc. | Accucold | ARG722MLSS |  | Automatic | 72.94 | 8.67 | 1200
3995504 | Felix Storch, Inc. | Accucold | ARS251ML |  | Automatic | 20.87 | 3.85 | 600
3995503 | Felix Storch, Inc. | Accucold | ARS253MLSS |  | Automatic | 20.87 | 3.85 | 600
3995491 | Felix Storch, Inc. | Accucold | ARS301ML |  | Automatic | 31.35 | 2.77 | 800
3995493 | Felix Storch, Inc. | Accucold | ARS303MLSS |  | Automatic | 31.35 | 2.77 | 800
3995496 | Felix Storch, Inc. | Accucold | ARS493MLSS |  | Automatic | 46.38 | 3.81 | 1200
3995489 | Felix Storch, Inc. | HEMOVAULT | AHBBG151 |  | Automatic | 10.92 | 3.04 | 600
4498979 | Felix Storch, Inc. | HEMOVAULT | AHBBG252 |  | Automatic | 20.87 | 2.21 | 600
4498978 | Felix Storch, Inc. | HEMOVAULT | AHBBG254SS |  | Automatic | 20.87 | 2.21 | 600
4498982 | Felix Storch, Inc. | HEMOVAULT | AHBBG302 |  | Automatic | 31.35 | 2.77 | 800
4498984 | Felix Storch, Inc. | HEMOVAULT | AHBBG304SS |  | Automatic | 31.35 | 2.77 | 800
4498986 | Felix Storch, Inc. | HEMOVAULT | AHBBG492 |  | Automatic | 46.38 | 3.81 | 1200
4498987 | Felix Storch, Inc. | HEMOVAULT | AHBBG494SS |  | Automatic | 46.38 | 3.81 | 1200
3995501 | Felix Storch, Inc. | HEMOVAULT | AHBBS253SS |  | Automatic | 20.87 | 3.85 | 600
3995492 | Felix Storch, Inc. | HEMOVAULT | AHBBS301 |  | Automatic | 31.35 | 2.77 | 800
3995494 | Felix Storch, Inc. | HEMOVAULT | AHBBS303SS |  | Automatic | 31.35 | 2.77 | 800
3995495 | Felix Storch, Inc. | HEMOVAULT | AHBBS491SS |  | Automatic | 46.38 | 3.81 | 1200
3995499 | Felix Storch, Inc. | HEMOVAULT | AHBBS493 |  | Automatic | 46.38 | 3.81 | 1200
4470578 | Follett Products, LLC | Follett | REF12i-00-*00G* |  | Automatic | 10.5 | 1.14 | 600
2682237 | Follett Products, LLC | Follett | REF12i-00-*00G* |  | Automatic | 10.5 | 1.14 | 600
4470573 | Follett Products, LLC | Follett | REF12i-00-*00S* |  | Automatic | 10.5 | 1.14 | 600
2682236 | Follett Products, LLC | Follett | REF12i-00-*00S* |  | Automatic | 10.5 | 1.14 | 600
4470582 | Follett Products, LLC | Follett | REF12i-4S-*00G* |  | Automatic | 10.5 | 1.14 | 600
2682217 | Follett Products, LLC | Follett | REF12i-4S-*00G* |  | Automatic | 10.5 | 1.14 | 600
4470581 | Follett Products, LLC | Follett | REF12i-4S-*00S* |  | Automatic | 10.5 | 1.14 | 600
2682216 | Follett Products, LLC | Follett | REF12i-4S-*00S* |  | Automatic | 10.5 | 1.14 | 600
4470571 | Follett Products, LLC | Follett | REF12i-5B-*00G* |  | Automatic | 10.5 | 1.14 | 600
2682215 | Follett Products, LLC | Follett | REF12i-5B-*00G* |  | Automatic | 10.5 | 1.14 | 600
4470575 | Follett Products, LLC | Follett | REF12i-5B-*00S* |  | Automatic | 10.5 | 1.14 | 600
2682219 | Follett Products, LLC | Follett | REF12i-5B-*00S* |  | Automatic | 10.5 | 1.14 | 600
4470577 | Follett Products, LLC | Follett | REF12i-5D-*00G* |  | Automatic | 10.5 | 1.14 | 600
2682212 | Follett Products, LLC | Follett | REF12i-5D-*00G* |  | Automatic | 10.5 | 1.14 | 600
4470574 | Follett Products, LLC | Follett | REF12i-5D-*00S* |  | Automatic | 10.5 | 1.14 | 600
2682214 | Follett Products, LLC | Follett | REF12i-5D-*00S* |  | Automatic | 10.5 | 1.14 | 600
4470607 | Follett Products, LLC | Follett | REF20i-00-*****G* |  | Automatic | 17.7 | 1.27 | 600
2682240 | Follett Products, LLC | Follett | REF20i-00-*****G* |  | Automatic | 17.7 | 3.43 | 600
4470600 | Follett Products, LLC | Follett | REF20i-00-*****S* |  | Automatic | 17.7 | 1.27 | 600
2682242 | Follett Products, LLC | Follett | REF20i-00-*****S* |  | Automatic | 17.7 | 3.43 | 600
4470602 | Follett Products, LLC | Follett | REF20i-4S-*****G* |  | Automatic | 17.7 | 1.27 | 600
2631941 | Follett Products, LLC | Follett | REF20i-4S-*****G* |  | Automatic | 17.7 | 3.43 | 600
2631940 | Follett Products, LLC | Follett | REF20i-4S-*****S* |  | Automatic | 17.7 | 3.43 | 600
4470603 | Follett Products, LLC | Follett | REF20i-6B-*****G* |  | Automatic | 17.7 | 1.27 | 600
2631943 | Follett Products, LLC | Follett | REF20i-6B-*****G* |  | Automatic | 17.7 | 3.43 | 600
4470604 | Follett Products, LLC | Follett | REF20i-6B-*****S* |  | Automatic | 17.7 | 1.27 | 600
2631944 | Follett Products, LLC | Follett | REF20i-6B-*****S* |  | Automatic | 17.7 | 3.43 | 600
4470605 | Follett Products, LLC | Follett | REF20i-6D-*****G* |  | Automatic | 17.7 | 1.27 | 600
2631942 | Follett Products, LLC | Follett | REF20i-6D-*****G* |  | Automatic | 17.7 | 3.43 | 600
4470601 | Follett Products, LLC | Follett | REF20i-6D-*****S* |  | Automatic | 17.7 | 1.27 | 600
2631946 | Follett Products, LLC | Follett | REF20i-6D-*****S* |  | Automatic | 17.7 | 3.43 | 600
4470606 | Follett Products, LLC | Follett | REF20i-BB-*****G* |  | Automatic | 17.7 | 1.27 | 600
2631945 | Follett Products, LLC | Follett | REF20i-BB-*****G* |  | Automatic | 17.7 | 3.43 | 600
4470594 | Follett Products, LLC | Follett | REF25i-00-*****G* |  | Automatic | 22.4 | 2.98 | 600
2682244 | Follett Products, LLC | Follett | REF25i-00-*****G* |  | Automatic | 22.4 | 2.98 | 600
4470587 | Follett Products, LLC | Follett | REF25i-00-*****S* |  | Automatic | 22.4 | 2.98 | 600
2682245 | Follett Products, LLC | Follett | REF25i-00-*****S* |  | Automatic | 22.4 | 2.98 | 600
4470597 | Follett Products, LLC | Follett | REF25i-4S-*****G* |  | Automatic | 22.4 | 2.98 | 600
2631948 | Follett Products, LLC | Follett | REF25i-4S-*****G* |  | Automatic | 22.4 | 2.98 | 600
4470589 | Follett Products, LLC | Follett | REF25i-4S-*****S* |  | Automatic | 22.4 | 2.98 | 600
2631949 | Follett Products, LLC | Follett | REF25i-4S-*****S* |  | Automatic | 22.4 | 2.98 | 600
4470590 | Follett Products, LLC | Follett | REF25i-6B-*****G* |  | Automatic | 22.4 | 2.98 | 600
2631947 | Follett Products, LLC | Follett | REF25i-6B-*****G* |  | Automatic | 22.4 | 2.98 | 600
4470593 | Follett Products, LLC | Follett | REF25i-6B-*****S* |  | Automatic | 22.4 | 2.98 | 600
2631952 | Follett Products, LLC | Follett | REF25i-6B-*****S* |  | Automatic | 22.4 | 2.98 | 600
4470595 | Follett Products, LLC | Follett | REF25i-6D-*****G* |  | Automatic | 22.4 | 2.98 | 600
2631951 | Follett Products, LLC | Follett | REF25i-6D-*****G* |  | Automatic | 22.4 | 2.98 | 600
4470591 | Follett Products, LLC | Follett | REF25i-6D-*****S* |  | Automatic | 22.4 | 2.98 | 600
2631953 | Follett Products, LLC | Follett | REF25i-6D-*****S* |  | Automatic | 22.4 | 2.98 | 600
4470588 | Follett Products, LLC | Follett | REF25i-BB-*****G* |  | Automatic | 22.4 | 2.98 | 600
2631950 | Follett Products, LLC | Follett | REF25i-BB-*****G* |  | Automatic | 22.4 | 2.98 | 600
2375863 | Follett Products, LLC | Follett | REFADV25-LB-R00G |  | Automatic | 21.8 | 3.85 | 600
4470576 | Follett Products, LLC | Follett | REFOMN12i-00-*00G |  | Automatic | 10.5 | 1.14 | 600
2682239 | Follett Products, LLC | Follett | REFOMN12i-00-*00G |  | Automatic | 10.5 | 1.14 | 600
4470572 | Follett Products, LLC | Follett | REFOMN12i-00-*00S |  | Automatic | 10.5 | 1.14 | 600
2682238 | Follett Products, LLC | Follett | REFOMN12i-00-*00S |  | Automatic | 10.5 | 1.14 | 600
4470579 | Follett Products, LLC | Follett | REFOMN12i-4S-*00G |  | Automatic | 10.5 | 1.14 | 600
2682218 | Follett Products, LLC | Follett | REFOMN12i-4S-*00G |  | Automatic | 10.5 | 1.14 | 600
4470583 | Follett Products, LLC | Follett | REFOMN12i-4S-*00S |  | Automatic | 10.5 | 1.14 | 600
2682211 | Follett Products, LLC | Follett | REFOMN12i-4S-*00S |  | Automatic | 10.5 | 1.14 | 600
4470580 | Follett Products, LLC | Follett | REFOMN12i-5B-*00G |  | Automatic | 10.5 | 1.14 | 600
2682220 | Follett Products, LLC | Follett | REFOMN12i-5B-*00G |  | Automatic | 10.5 | 1.14 | 600
4470584 | Follett Products, LLC | Follett | REFOMN12i-5B-*00S |  | Automatic | 10.5 | 1.14 | 600
2682213 | Follett Products, LLC | Follett | REFOMN12i-5B-*00S |  | Automatic | 10.5 | 1.14 | 600
4470585 | Follett Products, LLC | Follett | REFOMN12i-5D-*00G |  | Automatic | 10.5 | 1.14 | 600
2682221 | Follett Products, LLC | Follett | REFOMN12i-5D-*00G |  | Automatic | 10.5 | 1.14 | 600
4470586 | Follett Products, LLC | Follett | REFOMN12i-5D-*00S |  | Automatic | 10.5 | 1.14 | 600
2682222 | Follett Products, LLC | Follett | REFOMN12i-5D-*00S |  | Automatic | 10.5 | 1.14 | 600
4470599 | Follett Products, LLC | Follett | REFOMN20i-00-*****G* |  | Automatic | 17.7 | 1.27 | 600
2682241 | Follett Products, LLC | Follett | REFOMN20i-00-*****G* |  | Automatic | 17.7 | 3.43 | 600
4470608 | Follett Products, LLC | Follett | REFOMN20i-4S-*****G* |  | Automatic | 17.7 | 1.27 | 600
2631956 | Follett Products, LLC | Follett | REFOMN20i-4S-*****G* |  | Automatic | 17.7 | 3.43 | 600
4470609 | Follett Products, LLC | Follett | REFOMN20i-6B-*****G* |  | Automatic | 17.7 | 1.27 | 600
2631954 | Follett Products, LLC | Follett | REFOMN20i-6B-*****G* |  | Automatic | 17.7 | 3.43 | 600
4470592 | Follett Products, LLC | Follett | REFOMN25i-00-*****G* |  | Automatic | 22.4 | 2.98 | 600
2682243 | Follett Products, LLC | Follett | REFOMN25i-00-*****G* |  | Automatic | 22.4 | 2.98 | 600
4470598 | Follett Products, LLC | Follett | REFOMN25i-4S-*****G* |  | Automatic | 22.4 | 2.98 | 600
2631955 | Follett Products, LLC | Follett | REFOMN25i-4S-*****G* |  | Automatic | 22.4 | 2.98 | 600
4470596 | Follett Products, LLC | Follett | REFOMN25i-6B-*****G* |  | Automatic | 22.4 | 2.98 | 600
2631957 | Follett Products, LLC | Follett | REFOMN25i-6B-*****G* |  | Automatic | 22.4 | 2.98 | 600
2375870 | Follett Products, LLC | Vector | VREF12-LB-LGD |  | Automatic | 11.85 | 3.04 | 600
2375871 | Follett Products, LLC | Vector | VREF12-LB-RGD |  | Automatic | 11.85 | 3.04 | 600
2375877 | Follett Products, LLC | Vector | VREF12-LB-RSD |  | Automatic | 11.85 | 3.04 | 600
2375867 | Follett Products, LLC | Vector | VREF25-LB-LGD |  | Automatic | 21.8 | 3.85 | 600
2375873 | Follett Products, LLC | Vector | VREF25-LB-RGD |  | Automatic | 21.8 | 3.85 | 600
2375875 | Follett Products, LLC | Vector | VREF25-LB-RSD |  | Automatic | 21.8 | 3.85 | 600
2375866 | Follett Products, LLC | Vector | VREF30-LB-LGD |  | Automatic | 32.28 | 2.77 | 800
2375876 | Follett Products, LLC | Vector | VREF30-LB-RGD |  | Automatic | 32.28 | 2.77 | 800
2375879 | Follett Products, LLC | Vector | VREF30-LB-RSD |  | Automatic | 32.28 | 2.77 | 800
2375868 | Follett Products, LLC | Vector | VREF49-LB-OGD |  | Automatic | 47.31 | 3.81 | 1200
2375878 | Follett Products, LLC | Vector | VREF49-LB-OSD |  | Automatic | 47.31 | 3.81 | 1200
2375869 | Follett Products, LLC | Vector | VREF49-LB-SGD |  | Automatic | 47.09 | 4.93 | 1200
2375880 | Follett Products, LLC | Vector | VREF72-LB-RGD |  | Automatic | 72.94 | 8.67 | 1200
2375881 | Follett Products, LLC | Vector | VREF72-LB-RSD |  | Automatic | 72.94 | 8.67 | 1200
2375872 | Follett Products, LLC | Vector | VREFCR30-RGD |  | Automatic | 32.28 | 2.77 | 800
3722611 | Habco Manufacturing Inc. | HABCO | SE18HCRxGV |  | Manual | 13.32 | 3.14 | 600
3891615 | Helmer Scientific | FARRAR | FLR120 |  | Variable | 18.9 | 3.04 | 600
2835909 | Helmer Scientific | FARRAR | FLR120 |  | Variable | 18.9 | 3.04 | 600
3891619 | Helmer Scientific | FARRAR | FLR125 |  | Variable | 23.9 | 3.01 | 600
2835902 | Helmer Scientific | FARRAR | FLR125 |  | Variable | 23.9 | 3.01 | 600
3891624 | Helmer Scientific | FARRAR | FLR245 |  | Variable | 42.8 | 3.69 | 800
2835894 | Helmer Scientific | FARRAR | FLR245 |  | Variable | 42.8 | 3.69 | 800
3891622 | Helmer Scientific | FARRAR | FLR256 |  | Variable | 53.85 | 3.87 | 1200
2835890 | Helmer Scientific | FARRAR | FLR256 |  | Variable | 53.85 | 3.87 | 1200
2330004 | Helmer Scientific | Helmer Scientific | HLR113-GX | ,HBR113-GX,; ,HPR113-GX, | Automatic | 12.25 | 2.47 | 600
3891614 | Helmer Scientific | Helmer Scientific | HLR120-GX | ,HBR120-GX,; ,HPR120-GX, | Variable | 18.9 | 3.04 | 600
2341567 | Helmer Scientific | Helmer Scientific | HLR120-GX | ,HBR120-GX,; ,HPR120-GX, | Variable | 18.9 | 3.04 | 600
3891618 | Helmer Scientific | Helmer Scientific | HLR125-GX | ,HBR125-GX,; ,HPR125-GX, | Variable | 23.9 | 3.01 | 600
2341598 | Helmer Scientific | Helmer Scientific | HLR125-GX | ,HBR125-GX,; ,HPR125-GX, | Variable | 23.9 | 3.01 | 600
3891623 | Helmer Scientific | Helmer Scientific | HLR245-GX | ,HBR245-GX,; ,HPR245-GX, | Variable | 42.8 | 3.69 | 800
2341845 | Helmer Scientific | Helmer Scientific | HLR245-GX | ,HBR245-GX,; ,HPR245-GX, | Variable | 42.8 | 3.69 | 800
3891621 | Helmer Scientific | Helmer Scientific | HLR256-GX | ,HBR256-GX,; ,HPR256-GX, | Variable | 53.85 | 3.87 | 1200
2341848 | Helmer Scientific | Helmer Scientific | HLR256-GX | ,HBR256-GX,; ,HPR256-GX, | Variable | 53.85 | 3.87 | 1200
3845245 | Helmer Scientific | Helmer Scientific | ILR113-GX | ,IBR113-GX,; ,IPR113-GX, | Automatic | 12.25 | 2.69 | 600
2330006 | Helmer Scientific | Helmer Scientific | ILR113-GX | ,IBR113-GX,; ,IPR113-GX, | Automatic | 12.25 | 2.69 | 600
3891616 | Helmer Scientific | Helmer Scientific | iLR120-GX | ,iBR120-GX,; ,iPR120-GX, | Variable | 18.9 | 3.01 | 600
2341590 | Helmer Scientific | Helmer Scientific | iLR120-GX | ,iBR120-GX,; ,iPR120-GX, | Variable | 18.9 | 3.01 | 600
3891612 | Helmer Scientific | Helmer Scientific | iLR125-GX | ,iBR125-GX,; ,iPR125-GX, | Variable | 23.9 | 3.09 | 600
2341566 | Helmer Scientific | Helmer Scientific | iLR125-GX | ,iBR125-GX,; ,iPR125-GX, | Variable | 23.9 | 3.09 | 600
3891617 | Helmer Scientific | Helmer Scientific | iLR245-GX | ,iBR245-GX,; ,iPR245-GX, | Variable | 42.8 | 3.77 | 800
2341849 | Helmer Scientific | Helmer Scientific | iLR245-GX | ,iBR245-GX,; ,iPR245-GX, | Variable | 42.8 | 3.77 | 800
3891620 | Helmer Scientific | Helmer Scientific | iLR256-GX | ,iBR256-GX,; ,iPR256-GX, | Variable | 53.85 | 3.94 | 1200
2341850 | Helmer Scientific | Helmer Scientific | iLR256-GX | ,iBR256-GX,; ,iPR256-GX, | Variable | 53.85 | 3.94 | 1200
2389865 | Hoshizaki America, Inc. | Hoshizaki America, Inc. | HXR1A-FG |  | Automatic | 23.1 | 2.52 | 600
4528817 | Hoshizaki America, Inc. | Hoshizaki America, Inc. | HXR1A-FG |  | Automatic | 23.1 | 2.52 | 600
3542840 | Hoshizaki America, Inc. | Hoshizaki America, Inc. | HXR1A-FGE |  | Automatic | 23.1 | 2.52 | 600
4528814 | Hoshizaki America, Inc. | Hoshizaki America, Inc. | HXR1A-FGE |  | Automatic | 23.1 | 2.52 | 600
4528816 | Hoshizaki America, Inc. | Hoshizaki America, Inc. | HXR1A-FS |  | Automatic | 23.1 | 2.52 | 600
4528815 | Hoshizaki America, Inc. | Hoshizaki America, Inc. | HXR1A-HGE |  | Automatic | 23.1 | 2.52 | 600
4528818 | Hoshizaki America, Inc. | Hoshizaki America, Inc. | HXR1A-HS |  | Automatic | 23.1 | 2.52 | 600
2389866 | Hoshizaki America, Inc. | Hoshizaki America, Inc. | HXR2A-FG |  | Automatic | 50.4 | 5.12 | 1200
4528822 | Hoshizaki America, Inc. | Hoshizaki America, Inc. | HXR2A-FG |  | Automatic | 50.4 | 5.12 | 1200
3542841 | Hoshizaki America, Inc. | Hoshizaki America, Inc. | HXR2A-FGE |  | Automatic | 53.8 | 5.12 | 1200
4528821 | Hoshizaki America, Inc. | Hoshizaki America, Inc. | HXR2A-FGE |  | Automatic | 50.4 | 5.12 | 1200
4528819 | Hoshizaki America, Inc. | Hoshizaki America, Inc. | HXR2A-FS |  | Automatic | 50.4 | 5.12 | 1200
4528823 | Hoshizaki America, Inc. | Hoshizaki America, Inc. | HXR2A-HGE |  | Automatic | 50.4 | 5.12 | 1200
4528820 | Hoshizaki America, Inc. | Hoshizaki America, Inc. | HXR2A-HS |  | Automatic | 50.4 | 5.12 | 1200
3417619 | Labrepco, Inc. | Clinicool and Futura | LHE-14-RFP | ,LABH-15-SD,; ,LHP-14-RF,; ,LHP-14-RX,; ,LHT-14-RFP, | Automatic | 12.57 | 1.1 | 600
3417608 | Labrepco, Inc. | Clinicool and Futura | LHE-20-RFP | ,LABH-21-SD,; ,LHP-20-RF,; ,LHP-20-RX,; ,LHT-20-RFP, | Manual | 19.75 | 1.58 | 600
2732545 | Labrepco, Inc. | Clinicool and Futura | LHE-23-HGPL | ,LHE-23-HSPL, | Manual | 19.12 | 1.57 | 600
2684036 | Labrepco, Inc. | Clinicool and Futura | LHE-49-HGPL | ,LHE-49-HSPL, | Automatic | 43.18 | 2.38 | 800
3388108 | Labrepco, Inc. | Clinicool and Futura | LHP-17-RF | ,LABH-17-SD,; ,LHE-17-RFP,; ,LHP-17-RX,; ,LHT-17-RFP, | Automatic | 18.31 | 1.5 | 600
2631705 | Labrepco, Inc. | LabRepCo, Inc | LHT-49-SD | ,LHE-49-SD,; ,LHE-49-SD-PH,; ,LHE-49-SD-PHNSF,; ,LHP-49-CRTSD,; ,LHU-49-SD,; ,LHU-49-SD-PH,; ,LHU-49-SD-PHNSF, | Manual | 45.26 | 2.48 | 1200
2631706 | Labrepco, Inc. | LabRepCo, Inc | LHT-HC-49G | ,LHE-49-HG-PH,; ,LHE-49-HG-PHNSF,; ,LHE-HC-49C,; ,LHE-HC-49G,; ,LHP-49-CRTHG,; ,LHT-HC-49C,; ,LHU-49-HG,; ,LHU-49-HG-PH,; ,LHU-49-HG-PHNSF,; ,LHU-49-HGC, | Manual | 45.26 | 2.48 | 1200
2732522 | Labrepco, Inc. | Labrepco, Inc. | LHE-16-HG-PH |  | Automatic | 12.59 | 1.25 | 600
2732536 | Labrepco, Inc. | Labrepco, Inc. | LHE-16-HG-PHNSF |  | Automatic | 12.59 | 1.25 | 600
2732507 | Labrepco, Inc. | Labrepco, Inc. | LHE-16-SD |  | Automatic | 12.59 | 1.25 | 600
2732534 | Labrepco, Inc. | Labrepco, Inc. | LHE-16-SD-PH |  | Automatic | 12.59 | 1.25 | 600
4514176 | Labrepco, Inc. | Labrepco, Inc. | LHE-16-SD-PHNSF |  | Automatic | 12.59 | 1.25 | 600
2732538 | Labrepco, Inc. | Labrepco, Inc. | LHE-16-SD-PHNSF |  | Automatic | 12.59 | 1.25 | 600
2732386 | Labrepco, Inc. | Labrepco, Inc. | LHE-23-HG-PH |  | Automatic | 18 | 1.32 | 600
2732390 | Labrepco, Inc. | Labrepco, Inc. | LHE-23-HG-PHNSF |  | Automatic | 18 | 1.32 | 600
2732381 | Labrepco, Inc. | Labrepco, Inc. | LHE-23-SD |  | Automatic | 18 | 1.32 | 600
2732388 | Labrepco, Inc. | Labrepco, Inc. | LHE-23-SD-PH |  | Automatic | 18 | 1.32 | 600
4514242 | Labrepco, Inc. | Labrepco, Inc. | LHE-23-SD-PHNSF |  | Automatic | 18 | 1.32 | 600
2732392 | Labrepco, Inc. | Labrepco, Inc. | LHE-23-SD-PHNSF |  | Automatic | 18 | 1.32 | 600
4499157 | Labrepco, Inc. | Labrepco, Inc. | LHE-26-HG-PH |  | Automatic | 23 | 1.68 | 600
3360982 | Labrepco, Inc. | Labrepco, Inc. | LHE-26-HG-PH |  | Automatic | 23 | 1.68 | 600
3360912 | Labrepco, Inc. | Labrepco, Inc. | LHE-26-HG-PHNSF |  | Automatic | 23 | 1.68 | 600
3360977 | Labrepco, Inc. | Labrepco, Inc. | LHE-26-SD |  | Automatic | 23 | 1.68 | 600
3360910 | Labrepco, Inc. | Labrepco, Inc. | LHE-26-SD-PH |  | Automatic | 23 | 1.68 | 600
4514229 | Labrepco, Inc. | Labrepco, Inc. | LHE-26-SD-PHNSF |  | Automatic | 23 | 1.68 | 600
3360914 | Labrepco, Inc. | Labrepco, Inc. | LHE-26-SD-PHNSF |  | Automatic | 23 | 1.68 | 600
2732520 | Labrepco, Inc. | Labrepco, Inc. | LHE-HC-16C |  | Automatic | 12.59 | 1.25 | 600
2732504 | Labrepco, Inc. | Labrepco, Inc. | LHE-HC-16G |  | Automatic | 12.59 | 1.25 | 600
2732384 | Labrepco, Inc. | Labrepco, Inc. | LHE-HC-23C |  | Automatic | 18 | 1.32 | 600
2732378 | Labrepco, Inc. | Labrepco, Inc. | LHE-HC-23G |  | Automatic | 18 | 1.32 | 600
3360980 | Labrepco, Inc. | Labrepco, Inc. | LHE-HC-26C |  | Automatic | 23 | 1.68 | 600
3360975 | Labrepco, Inc. | Labrepco, Inc. | LHE-HC-26G |  | Automatic | 23 | 1.68 | 600
4510004 | Labrepco, Inc. | Labrepco, Inc. | LHE-HC-CP-16 |  | Automatic | 12.59 | 1.25 | 600
4510003 | Labrepco, Inc. | Labrepco, Inc. | LHE-HC-LP-16 |  | Automatic | 12.59 | 1.25 | 600
4513982 | Labrepco, Inc. | Labrepco, Inc. | LHEV-16-HG |  | Automatic | 11.24 | 1.2 | 600
4513985 | Labrepco, Inc. | Labrepco, Inc. | LHEV-16-HG-PH |  | Automatic | 11.24 | 1.2 | 600
4513987 | Labrepco, Inc. | Labrepco, Inc. | LHEV-16-HG-PHN |  | Automatic | 11.24 | 1.2 | 600
4515147 | Labrepco, Inc. | Labrepco, Inc. | LHEV-23-HG |  | Automatic | 16.87 | 1.47 | 600
4515150 | Labrepco, Inc. | Labrepco, Inc. | LHEV-23-HG-PH |  | Automatic | 16.87 | 1.47 | 600
4515152 | Labrepco, Inc. | Labrepco, Inc. | LHEV-23-HG-PHN |  | Automatic | 16.87 | 1.47 | 600
4514072 | Labrepco, Inc. | Labrepco, Inc. | LHEV-26-HG |  | Automatic | 19.15 | 1.41 | 600
4514075 | Labrepco, Inc. | Labrepco, Inc. | LHEV-26-HG-PH |  | Automatic | 19.15 | 1.41 | 600
4514077 | Labrepco, Inc. | Labrepco, Inc. | LHEV-26-HG-PHN |  | Automatic | 19.15 | 1.41 | 600
4510489 | Labrepco, Inc. | Labrepco, Inc. | LHEV-49-HG |  | Automatic | 42.63 | 2.44 | 800
4510858 | Labrepco, Inc. | Labrepco, Inc. | LHEV-49-HG-PH |  | Automatic | 42.63 | 2.44 | 800
4510493 | Labrepco, Inc. | Labrepco, Inc. | LHEV-49-HG-PHN |  | Automatic | 42.63 | 2.44 | 800
2327150 | Labrepco, Inc. | Labrepco, Inc. | LHP-11-HG | ,LHP-11-CRTHG,; ,LHP-11-HG-PH,; ,LHP-11-HG-PHNSF, | Manual | 9.38 | 2.42 | 600
2327152 | Labrepco, Inc. | Labrepco, Inc. | LHP-11-SD | ,LHP-11-CRTSD,; ,LHP-11-SD-PH,; ,LHP-11-SD-PHNSF, | Manual | 9.38 | 2.42 | 600
2732540 | Labrepco, Inc. | Labrepco, Inc. | LHP-16-CRTHG |  | Automatic | 12.59 | 1.25 | 600
2732541 | Labrepco, Inc. | Labrepco, Inc. | LHP-16-CRTSD |  | Automatic | 12.59 | 1.25 | 600
2732394 | Labrepco, Inc. | Labrepco, Inc. | LHP-23-CRTHG |  | Automatic | 18 | 1.32 | 600
2732395 | Labrepco, Inc. | Labrepco, Inc. | LHP-23-CRTSD |  | Automatic | 18 | 1.32 | 600
3360916 | Labrepco, Inc. | Labrepco, Inc. | LHP-26-CRTHG |  | Automatic | 23 | 1.68 | 600
3360917 | Labrepco, Inc. | Labrepco, Inc. | LHP-26-CRTSD |  | Automatic | 23 | 1.68 | 600
2732506 | Labrepco, Inc. | Labrepco, Inc. | LHT-16-SD |  | Automatic | 12.59 | 1.25 | 600
2330720 | Labrepco, Inc. | Labrepco, Inc. | LHT-19-HG | ,LHE-19-HG,; ,LHE-19-HG-L,; ,LHT-19-HG-L, | Manual | 16.55 | 2.14 | 600
2732380 | Labrepco, Inc. | Labrepco, Inc. | LHT-23-SD |  | Automatic | 18 | 1.32 | 600
2330750 | Labrepco, Inc. | Labrepco, Inc. | LHT-26-HG | ,LHE-26-HG, | Manual | 23.42 | 2.48 | 600
3360976 | Labrepco, Inc. | Labrepco, Inc. | LHT-26-SD |  | Automatic | 23 | 1.68 | 600
2330772 | Labrepco, Inc. | Labrepco, Inc. | LHT-47-SG | ,LHE-47-SG, | Manual | 45.41 | 3.47 | 1200
2330800 | Labrepco, Inc. | Labrepco, Inc. | LHT-49-HG | ,LHE-49-HG, | Manual | 44.01 | 3.16 | 1200
2330820 | Labrepco, Inc. | Labrepco, Inc. | LHT-72-HG | ,LHE-72-HG, | Manual | 65.84 | 3.71 | 1200
2732519 | Labrepco, Inc. | Labrepco, Inc. | LHT-HC-16C |  | Automatic | 12.59 | 1.25 | 600
2732503 | Labrepco, Inc. | Labrepco, Inc. | LHT-HC-16G |  | Automatic | 12.59 | 1.25 | 600
2732383 | Labrepco, Inc. | Labrepco, Inc. | LHT-HC-23C |  | Automatic | 18 | 1.32 | 600
2732377 | Labrepco, Inc. | Labrepco, Inc. | LHT-HC-23G |  | Automatic | 18 | 1.32 | 600
3360979 | Labrepco, Inc. | Labrepco, Inc. | LHT-HC-26C |  | Automatic | 23 | 1.68 | 600
3360974 | Labrepco, Inc. | Labrepco, Inc. | LHT-HC-26G |  | Automatic | 23 | 1.68 | 600
4510002 | Labrepco, Inc. | Labrepco, Inc. | LHT-HC-CP-16 |  | Automatic | 12.59 | 1.25 | 600
4510001 | Labrepco, Inc. | Labrepco, Inc. | LHT-HC-LP-16 |  | Automatic | 12.59 | 1.25 | 600
4513983 | Labrepco, Inc. | Labrepco, Inc. | LHTV-16-HG |  | Automatic | 11.24 | 1.2 | 600
4515148 | Labrepco, Inc. | Labrepco, Inc. | LHTV-23-HG |  | Automatic | 16.87 | 1.47 | 600
4514073 | Labrepco, Inc. | Labrepco, Inc. | LHTV-26-HG |  | Automatic | 19.15 | 1.41 | 600
4510490 | Labrepco, Inc. | Labrepco, Inc. | LHTV-49-HG |  | Automatic | 42.63 | 2.44 | 800
2732505 | Labrepco, Inc. | Labrepco, Inc. | LHU-16-HG |  | Automatic | 12.59 | 1.25 | 600
2732521 | Labrepco, Inc. | Labrepco, Inc. | LHU-16-HGC |  | Automatic | 12.59 | 1.25 | 600
2732523 | Labrepco, Inc. | Labrepco, Inc. | LHU-16-HG-PH |  | Automatic | 12.59 | 1.25 | 600
2732537 | Labrepco, Inc. | Labrepco, Inc. | LHU-16-HG-PHNSF |  | Automatic | 12.59 | 1.25 | 600
2732508 | Labrepco, Inc. | Labrepco, Inc. | LHU-16-SD |  | Automatic | 12.59 | 1.25 | 600
2732535 | Labrepco, Inc. | Labrepco, Inc. | LHU-16-SD-PH |  | Automatic | 12.59 | 1.25 | 600
4514177 | Labrepco, Inc. | Labrepco, Inc. | LHU-16-SD-PHNSF |  | Automatic | 12.59 | 1.25 | 600
2732539 | Labrepco, Inc. | Labrepco, Inc. | LHU-16-SD-PHNSF |  | Automatic | 12.59 | 1.25 | 600
2732379 | Labrepco, Inc. | Labrepco, Inc. | LHU-23-HG |  | Automatic | 18 | 1.32 | 600
2732385 | Labrepco, Inc. | Labrepco, Inc. | LHU-23-HGC |  | Automatic | 18 | 1.32 | 600
2732387 | Labrepco, Inc. | Labrepco, Inc. | LHU-23-HG-PH |  | Automatic | 18 | 1.32 | 600
2732391 | Labrepco, Inc. | Labrepco, Inc. | LHU-23-HG-PHNSF |  | Automatic | 18 | 1.32 | 600
2732382 | Labrepco, Inc. | Labrepco, Inc. | LHU-23-SD |  | Automatic | 18 | 1.32 | 600
2732389 | Labrepco, Inc. | Labrepco, Inc. | LHU-23-SD-PH |  | Automatic | 18 | 1.32 | 600
4514243 | Labrepco, Inc. | Labrepco, Inc. | LHU-23-SD-PHNSF |  | Automatic | 18 | 1.32 | 600
2732393 | Labrepco, Inc. | Labrepco, Inc. | LHU-23-SD-PHNSF |  | Automatic | 18 | 1.32 | 600
4499156 | Labrepco, Inc. | Labrepco, Inc. | LHU-26-HGC |  | Automatic | 23 | 1.68 | 600
3360981 | Labrepco, Inc. | Labrepco, Inc. | LHU-26-HGC |  | Automatic | 23 | 1.68 | 600
4499158 | Labrepco, Inc. | Labrepco, Inc. | LHU-26-HG-PH |  | Automatic | 23 | 1.68 | 600
3360983 | Labrepco, Inc. | Labrepco, Inc. | LHU-26-HG-PH |  | Automatic | 23 | 1.68 | 600
3360913 | Labrepco, Inc. | Labrepco, Inc. | LHU-26-HG-PHNSF |  | Automatic | 23 | 1.68 | 600
3360978 | Labrepco, Inc. | Labrepco, Inc. | LHU-26-SD |  | Automatic | 23 | 1.68 | 600
3360911 | Labrepco, Inc. | Labrepco, Inc. | LHU-26-SD-PH |  | Automatic | 23 | 1.68 | 600
4514230 | Labrepco, Inc. | Labrepco, Inc. | LHU-26-SD-PHNSF |  | Automatic | 23 | 1.68 | 600
3360915 | Labrepco, Inc. | Labrepco, Inc. | LHU-26-SD-PHNSF |  | Automatic | 23 | 1.68 | 600
4513981 | Labrepco, Inc. | Labrepco, Inc. | LHUV-16-HG |  | Automatic | 11.24 | 1.2 | 600
4513984 | Labrepco, Inc. | Labrepco, Inc. | LHUV-16-HG-PH |  | Automatic | 11.24 | 1.2 | 600
4513986 | Labrepco, Inc. | Labrepco, Inc. | LHUV-16-HG-PHN |  | Automatic | 11.24 | 1.2 | 600
4515146 | Labrepco, Inc. | Labrepco, Inc. | LHUV-23-HG |  | Automatic | 16.87 | 1.47 | 600
4515149 | Labrepco, Inc. | Labrepco, Inc. | LHUV-23-HG-PH |  | Automatic | 16.87 | 1.47 | 600
4515151 | Labrepco, Inc. | Labrepco, Inc. | LHUV-23-HG-PHN |  | Automatic | 16.87 | 1.47 | 600
4514071 | Labrepco, Inc. | Labrepco, Inc. | LHUV-26-HG |  | Automatic | 19.15 | 1.41 | 600
4514074 | Labrepco, Inc. | Labrepco, Inc. | LHUV-26-HG-PH |  | Automatic | 19.15 | 1.41 | 600
4514076 | Labrepco, Inc. | Labrepco, Inc. | LHUV-26-HG-PHN |  | Automatic | 19.15 | 1.41 | 600
4510488 | Labrepco, Inc. | Labrepco, Inc. | LHUV-49-HG |  | Automatic | 42.63 | 2.44 | 800
4510491 | Labrepco, Inc. | Labrepco, Inc. | LHUV-49-HG-PH |  | Automatic | 42.63 | 2.44 | 800
4510492 | Labrepco, Inc. | Labrepco, Inc. | LHUV-49-HG-PHN |  | Automatic | 42.63 | 2.44 | 800
4518234 | Labrepco, Inc. | Labrepco, Inc. | LPVT-23-HG | LAB-HC-RI-23 | Manual | 19.12 | 1.57 | 600
4518245 | Labrepco, Inc. | Labrepco, Inc. | LPVT-49-HG | LAB-HC-RI-49 | Automatic | 43.18 | 2.38 | 800
4510482 | Labrepco, Inc. | Labrepco, Inc. | LRP-VS-LP-49 |  | Automatic | 42.63 | 2.44 | 800
4510483 | Labrepco, Inc. | Labrepco, Inc. | LRP-VS-LP-49-TS |  | Automatic | 42.63 | 2.44 | 800
4510481 | Labrepco, Inc. | Labrepco, Inc. | LRP-VS-LS-49 |  | Automatic | 42.63 | 2.44 | 800
4510487 | Labrepco, Inc. | Labrepco, Inc. | PH-LRP-NVS-49G |  | Automatic | 42.63 | 2.44 | 800
4510486 | Labrepco, Inc. | Labrepco, Inc. | PH-LRP-NVS-S49G |  | Automatic | 42.63 | 2.44 | 800
4510485 | Labrepco, Inc. | Labrepco, Inc. | PH-LRP-VS-49G |  | Automatic | 42.63 | 2.44 | 800
4510484 | Labrepco, Inc. | Labrepco, Inc. | PH-LRP-VS-S49G |  | Automatic | 42.63 | 2.44 | 800
2399407 | Labrepco, Inc. | LabRepCo, LLC | L2X-10-HG |  | Automatic | 9.2 | 1.92 | 600
2399409 | Labrepco, Inc. | LabRepCo, LLC | L2X-10-SD |  | Automatic | 9.1 | 1.49 | 600
2319186 | Labrepco, Inc. | LabRepCo, LLC | LABL-12-HG | ,LABL-12-HGSS,; ,LABL-12-SDSS, | Variable | 12 | 1.62 | 600
2319434 | Labrepco, Inc. | LabRepCo, LLC | LABL-23-HG | ,LABL-23-HGSS,; ,LABL-23-SD,; ,LABL-23-SDSS LABLG-23-SD, | Variable | 23 | 2.25 | 600
2319201 | Labrepco, Inc. | LabRepCo, LLC | LABL-27-HG | ,LABL-27-HGSS,; ,LABL-27-SD,; ,LABL-27-SDSS, | Variable | 27 | 2.35 | 800
4520375 | Labrepco, Inc. | LabRepCo, LLC | LABL-27-HG | LABL-27-HGSS | Variable | 27 | 2.26 | 800
2319152 | Labrepco, Inc. | LabRepCo, LLC | LABL-38-SG |  | Variable | 38 | 4 | 800
2319181 | Labrepco, Inc. | LabRepCo, LLC | LABL-45-SG |  | Variable | 45 | 4.62 | 1200
2319150 | Labrepco, Inc. | LabRepCo, LLC | LABL-49-HG | ,LABL-49-HGSS,; ,LABL-49-SD,; ,LABL-49-SDSS, | Variable | 49 | 4.57 | 1200
2319148 | Labrepco, Inc. | LabRepCo, LLC | LABL-74-HG | ,LABL-72-HGSS,; ,LABL-72-SDSS,; ,LABL-74-SD,; ,LABLG-74-HG, | Variable | 72 | 5.15 | 1200
2399429 | Labrepco, Inc. | LabRepCo, LLC | LD2-12-HG |  | Automatic | 11.85 | 3.04 | 600
2399434 | Labrepco, Inc. | LabRepCo, LLC | LD2-25-HG |  | Automatic | 21.8 | 3.85 | 600
2399431 | Labrepco, Inc. | LabRepCo, LLC | LD2-25-HGSS |  | Automatic | 21.8 | 3.85 | 600
2399433 | Labrepco, Inc. | LabRepCo, LLC | LD2-25-SD |  | Automatic | 21.8 | 3.85 | 600
2399437 | Labrepco, Inc. | LabRepCo, LLC | LD2-25-SDSS |  | Automatic | 21.8 | 3.85 | 600
2399440 | Labrepco, Inc. | LabRepCo, LLC | LD2-30-HG |  | Automatic | 32.28 | 2.77 | 800
2399438 | Labrepco, Inc. | LabRepCo, LLC | LD2-30-HGC |  | Automatic | 32.28 | 2.77 | 800
2399439 | Labrepco, Inc. | LabRepCo, LLC | LD2-30-HGCSS |  | Automatic | 32.28 | 2.77 | 800
2399426 | Labrepco, Inc. | LabRepCo, LLC | LD2-30-HGSS |  | Automatic | 32.28 | 2.77 | 800
2399406 | Labrepco, Inc. | LabRepCo, LLC | LD2-30-SD |  | Automatic | 32.28 | 2.77 | 800
2399441 | Labrepco, Inc. | LabRepCo, LLC | LD2-30-SDSS |  | Automatic | 32.28 | 2.77 | 800
2399442 | Labrepco, Inc. | LabRepCo, LLC | LD2-49-HG |  | Automatic | 47.31 | 3.81 | 1200
2399428 | Labrepco, Inc. | LabRepCo, LLC | LD2-49-HGC |  | Automatic | 47.31 | 3.81 | 1200
2399408 | Labrepco, Inc. | LabRepCo, LLC | LD2-49-HGCSS |  | Automatic | 47.31 | 3.81 | 1200
2399414 | Labrepco, Inc. | LabRepCo, LLC | LD2-49-HGSS |  | Automatic | 47.31 | 3.81 | 1200
2399420 | Labrepco, Inc. | LabRepCo, LLC | LD2-49-SD |  | Automatic | 47.31 | 3.81 | 1200
2399430 | Labrepco, Inc. | LabRepCo, LLC | LD2-49-SDSS |  | Automatic | 47.31 | 3.81 | 1200
2399432 | Labrepco, Inc. | LabRepCo, LLC | LD2-49-SG |  | Automatic | 47.09 | 4.93 | 1200
2399410 | Labrepco, Inc. | LabRepCo, LLC | LD2-49-SGC |  | Automatic | 47.31 | 3.81 | 1200
2399412 | Labrepco, Inc. | LabRepCo, LLC | LD2-49-SGCSS |  | Automatic | 47.31 | 3.81 | 1200
2399422 | Labrepco, Inc. | LabRepCo, LLC | LD2-72-HG |  | Automatic | 72.94 | 8.67 | 1200
2399424 | Labrepco, Inc. | LabRepCo, LLC | LD2-72-HGSS |  | Automatic | 72.94 | 8.67 | 1200
4499154 | Labrepco, Inc. | LabRepCo, LLC | LHP-11-HG-PHNSF |  | Manual | 9.38 | 2.42 | 600
4499155 | Labrepco, Inc. | LabRepCo, LLC | LHP-11-SD-PHNSF |  | Manual | 9.38 | 2.42 | 600
4437624 | Labrepco, Inc. | LabRepCo, LLC | LHT-26-HG | ,LHE-26-HG, | Manual | 23.42 | 2.48 | 600
4437625 | Labrepco, Inc. | LabRepCo, LLC | LHT-47-SG | ,LHE-47-SG, | Manual | 45.41 | 3.47 | 1200
4437627 | Labrepco, Inc. | LabRepCo, LLC | LHT-49-HG | ,LHE-49-HG, | Manual | 44.01 | 3.16 | 1200
4437623 | Labrepco, Inc. | LabRepCo, LLC | LHT-49-SD | ,LHE-49-SD,; ,LHE-49-SD-PH,; ,LHE-49-SD-PHNSF,; ,LHP-49-CRTSD,; ,LHU-49-SD,; ,LHU-49-SD-PH,; ,LHU-49-SD-PHNSF, | Manual | 45.26 | 2.48 | 1200
4437626 | Labrepco, Inc. | LabRepCo, LLC | LHT-72-HG | ,LHE-72-HG, | Manual | 65.84 | 3.71 | 1200
4437622 | Labrepco, Inc. | LabRepCo, LLC | LHT-HC-49G | ,LHE-49-HG-PH,; ,LHE-49-HG-PHNSF,; ,LHE-HC-49C,; ,LHE-HC-49G,; ,LHP-49-CRTHG,; ,LHT-HC-49C,; ,LHU-49-HG,; ,LHU-49-HG-PH,; ,LHU-49-HG-PHNSF,; ,LHU-49-HGC, | Manual | 45.26 | 2.48 | 1200
4510043 | Labrepco, Inc. | LabRepCo, LLC | LHU-26-HG |  | Automatic | 23 | 1.68 | 600
2323100 | Liebherr-Hausgerate Ochsenhausen GmbH | Liebherr | LRT21G1HC |  | Automatic | 21.33 | 2.57 | 600
2323101 | Liebherr-Hausgerate Ochsenhausen GmbH | Liebherr | LRT30W1HC |  | Automatic | 29.35 | 2.49 | 800
2323103 | Liebherr-Hausgerate Ochsenhausen GmbH | Liebherr | LRT50G2HC |  | Automatic | 47.95 | 4.32 | 1200
2323102 | Liebherr-Hausgerate Ochsenhausen GmbH | Liebherr | LRT50W2HC |  | Automatic | 46.79 | 3.65 | 1200
3629229 | Liebherr-Hausgerate Ochsenhausen GmbH | Liebherr | SFPvh 1402 |  | Automatic | 46.8 | 5.26 | 1200
3629230 | Liebherr-Hausgerate Ochsenhausen GmbH | Liebherr | SFPvh 6501 |  | Automatic | 20.3 | 2.84 | 600
3629231 | Liebherr-Hausgerate Ochsenhausen GmbH | Liebherr | SFPvh 8401 |  | Automatic | 28.6 | 3.08 | 800
4470529 | Liebherr-Hausgerate Ochsenhausen GmbH | Liebherr | SRFfg 3501 |  | Manual | 11.19 | 0.63 | 600
2668046 | Liebherr-Hausgerate Ochsenhausen GmbH | Liebherr | SRFfg 3501 |  | Manual | 11.19 | 0.63 | 600
4470542 | Liebherr-Hausgerate Ochsenhausen GmbH | Liebherr | SRFfg 5501 |  | Manual | 18.33 | 0.73 | 600
2668048 | Liebherr-Hausgerate Ochsenhausen GmbH | Liebherr | SRFfg 5501 |  | Manual | 18.33 | 0.73 | 600
4470532 | Liebherr-Hausgerate Ochsenhausen GmbH | Liebherr | SRFvh 5501 |  | Automatic | 18.37 | 0.77 | 600
2668047 | Liebherr-Hausgerate Ochsenhausen GmbH | Liebherr | SRFvh 5501 |  | Automatic | 18.37 | 0.77 | 600
4470537 | Liebherr-Hausgerate Ochsenhausen GmbH | Liebherr | SRFvh 5511 |  | Automatic | 19.33 | 1.36 | 600
2668049 | Liebherr-Hausgerate Ochsenhausen GmbH | Liebherr | SRFvh 5511 |  | Automatic | 19.33 | 1.36 | 600
4470536 | Liebherr-Hausgerate Ochsenhausen GmbH | Liebherr | SRPvh 1402 |  | Automatic | 46.8 | 1.34 | 1200
3629232 | Liebherr-Hausgerate Ochsenhausen GmbH | Liebherr | SRPvh 1402 |  | Automatic | 46.8 | 1.34 | 1200
4470538 | Liebherr-Hausgerate Ochsenhausen GmbH | Liebherr | SRPvh 1412 |  | Automatic | 48.2 | 2.24 | 1200
3629233 | Liebherr-Hausgerate Ochsenhausen GmbH | Liebherr | SRPvh 1412 |  | Automatic | 48.2 | 2.24 | 1200
4470531 | Liebherr-Hausgerate Ochsenhausen GmbH | Liebherr | SRPvh 6501 |  | Automatic | 20.2 | 0.66 | 600
3629234 | Liebherr-Hausgerate Ochsenhausen GmbH | Liebherr | SRPvh 6501 |  | Automatic | 20.2 | 0.66 | 600
4470535 | Liebherr-Hausgerate Ochsenhausen GmbH | Liebherr | SRPvh 6511 |  | Automatic | 21.4 | 1 | 600
3629235 | Liebherr-Hausgerate Ochsenhausen GmbH | Liebherr | SRPvh 6511 |  | Automatic | 21.4 | 1 | 600
4470533 | Liebherr-Hausgerate Ochsenhausen GmbH | Liebherr | SRPvh 8401 |  | Automatic | 29.7 | 0.79 | 800
3629237 | Liebherr-Hausgerate Ochsenhausen GmbH | Liebherr | SRPvh 8401 |  | Automatic | 29.7 | 0.79 | 800
4470534 | Liebherr-Hausgerate Ochsenhausen GmbH | Liebherr | SRPvh 8411 |  | Automatic | 30.4 | 1.26 | 800
3629236 | Liebherr-Hausgerate Ochsenhausen GmbH | Liebherr | SRPvh 8411 |  | Automatic | 30.4 | 1.26 | 800
4481039 | Midea America Corp. | Midea | MC-5L316 |  | Automatic | 10.97 | 1.56 | 600
2303092 | PHC Corporation of North America | PHCbi | MPR-1014-PA |  | Automatic | 36.48 | 9.46 | 800
2362123 | PHC Corporation of North America | PHCbi | MPR-1412-PA | ,,has shelves | Manual | 49.6 | 10.77 | 1200
2362124 | PHC Corporation of North America | PHCbi | MPR-1412R-PA | ,,has drawers | Manual | 49.6 | 10.77 | 1200
2362229 | PHC Corporation of North America | PHCbi | MPR-722-PA |  | Manual | 24.4 | 7.19 | 600
2368967 | PHC Corporation of North America | PHCbi | MPR-722R-PA |  | Manual | 24.4 | 7.19 | 600
2407378 | PHC Corporation of North America | PHCbi | MPR-N200H-PA |  | Manual | 7.9 | 2 | 600
3995402 | PHC Corporation of North America | PHCbi | MPR-S1201RXH-PA |  | Manual | 56.3 | 3.19 | 1200
3543492 | PHC Corporation of North America | PHCbi | MPR-S1201RXH-PA |  | Manual | 56.3 | 3.19 | 1200
3995403 | PHC Corporation of North America | PHCbi | MPR-S1201XH-PA |  | Manual | 56.3 | 3.19 | 1200
3478051 | PHC Corporation of North America | PHCbi | MPR-S1201XH-PA |  | Manual | 56.3 | 3.19 | 1200
3995397 | PHC Corporation of North America | PHCbi | MPR-S300H-PA |  | Manual | 12.3 | 1.49 | 600
2380203 | PHC Corporation of North America | PHCbi | MPR-S300H-PA |  | Manual | 12.3 | 1.49 | 600
3995399 | PHC Corporation of North America | PHCbi | MPR-S500H-PA |  | Automatic | 19.7 | 1.35 | 600
2398046 | PHC Corporation of North America | PHCbi | MPR-S500H-PA |  | Automatic | 19.7 | 1.35 | 600
3995398 | PHC Corporation of North America | PHCbi | MPR-S500RH-PA |  | Automatic | 19.7 | 1.35 | 600
2401287 | PHC Corporation of North America | PHCbi | MPR-S500RH-PA |  | Automatic | 19.7 | 1.35 | 600
4437457 | Qingdao Haier Biomedical Co.,Ltd | Haier | HLR-310FL |  | Automatic | 10.93 | 0.6 | 600
2391703 | Qingdao Haier Biomedical Co.,Ltd | Haier | HLR-310FL |  | Automatic | 10.93 | 0.6 | 600
4437458 | Qingdao Haier Biomedical Co.,Ltd | Haier | HYC-1030GD |  | Automatic | 35.7 | 1.9 | 800
2409678 | Qingdao Haier Biomedical Co.,Ltd | Haier | HYC-1030GD |  | Automatic | 35.7 | 1.9 | 800
4437459 | Qingdao Haier Biomedical Co.,Ltd | Haier | HYC-1030GT |  | Automatic | 35.7 | 1.9 | 800
2409677 | Qingdao Haier Biomedical Co.,Ltd | Haier | HYC-1030GT |  | Automatic | 35.7 | 1.9 | 800
4437465 | Qingdao Haier Biomedical Co.,Ltd | Haier | HYC-1031FD |  | Automatic | 35.84 | 1.68 | 800
3387767 | Qingdao Haier Biomedical Co.,Ltd | Haier | HYC-1031FD |  | Automatic | 35.84 | 1.68 | 800
4437464 | Qingdao Haier Biomedical Co.,Ltd | Haier | HYC-1031GD |  | Automatic | 36.41 | 2.04 | 800
2408195 | Qingdao Haier Biomedical Co.,Ltd | Haier | HYC-1031GD |  | Automatic | 36.41 | 2.04 | 800
2409676 | Qingdao Haier Biomedical Co.,Ltd | Haier | HYC-340S |  | Automatic | 12.2 | 1.83 | 600
4479538 | Qingdao Haier Biomedical Co.,Ltd | Haier | HYC-341GD |  | Automatic | 12.59 | 0.74 | 600
2324719 | Qingdao Haier Biomedical Co.,Ltd | Haier | HYC-390F |  | Manual | 12.41 | 1.52 | 600
2390031 | Qingdao Haier Biomedical Co.,Ltd | Haier | HYC-406 |  | Automatic | 14.01 | 1.25 | 600
2384443 | Qingdao Haier Biomedical Co.,Ltd | Haier | HYC-410 |  | Manual | 14.37 | 3.71 | 600
4437463 | Qingdao Haier Biomedical Co.,Ltd | Haier | HYC-461FD |  | Automatic | 15.9 | 1.11 | 600
3387765 | Qingdao Haier Biomedical Co.,Ltd | Haier | HYC-461FD |  | Automatic | 15.9 | 1.11 | 600
4437462 | Qingdao Haier Biomedical Co.,Ltd | Haier | HYC-461GD |  | Automatic | 16.18 | 1.33 | 600
3387766 | Qingdao Haier Biomedical Co.,Ltd | Haier | HYC-461GD |  | Automatic | 16.18 | 1.33 | 600
2391704 | Qingdao Haier Biomedical Co.,Ltd | Haier | HYC-639 |  | Automatic | 21.23 | 3.57 | 600
2309930 | So-Low Environmental Equipment Co., Inc. | So-Low Environmental | DH4-12GD | ,DH4-12GDSS,; ,DH4-12SDSS,; ,EC4-12GD, | Variable | 12 | 1.62 | 600
2309931 | So-Low Environmental Equipment Co., Inc. | So-Low Environmental | DH4-23GD | ,DH4-23GDCH,; ,DH4-23GDCH-SS,; ,DH4-23GDSS,; ,DH4-23SD,; ,DH4-23SDSS,; ,EC4-23GD,; ,EC4-23SD., | Variable | 23 | 2.25 | 600
2309927 | So-Low Environmental Equipment Co., Inc. | So-Low Environmental | DH4-27GD | ,DH4-27GDCH,; ,DH4-27GDCH-SS,; ,DH4-27GDSS,; ,DH4-27SD,; ,DH4-27SDSS,; ,EC4-27GD,; ,EC4-27SD, | Variable | 27 | 2.35 | 800
2309932 | So-Low Environmental Equipment Co., Inc. | So-Low Environmental | DH4-38SGD | ,DH4-38SGDCH,; ,EC4-38SGD, | Variable | 38 | 4 | 800
2309935 | So-Low Environmental Equipment Co., Inc. | So-Low Environmental | DH4-45SGD | ,DH4-45SGDCH,; ,EC4-45SGD, | Variable | 45 | 4.62 | 1200
2309911 | So-Low Environmental Equipment Co., Inc. | So-Low Environmental | DH4-49GD | ,DH4-49GDCH,; ,DH4-49GDCH-SS,; ,DH4-49GDSS,; ,DH4-49SD,; ,DH4-49SDSS,; ,EC4-49GD,; ,EC4-49SD, | Variable | 49 | 4.57 | 1200
2309933 | So-Low Environmental Equipment Co., Inc. | So-Low Environmental | DH4-74GD | ,DH4-74GDCH,; ,DH4-74GDCH-SS,; ,DH4-74GDSS,; ,DH4-74SD,; ,DH4-74SDSS,; ,EC4-74GD,; ,EC4-74SD, | Variable | 72 | 5.15 | 1200
2381363 | So-Low Environmental Equipment Co., Inc. | So-Low Environmental | DHS4-12GD |  | Automatic | 11.85 | 3.04 | 600
2381357 | So-Low Environmental Equipment Co., Inc. | So-Low Environmental | DHS4-25GD |  | Automatic | 21.8 | 3.85 | 600
2381362 | So-Low Environmental Equipment Co., Inc. | So-Low Environmental | DHS4-25SD |  | Automatic | 21.8 | 3.85 | 600
2381359 | So-Low Environmental Equipment Co., Inc. | So-Low Environmental | DHS4-30GD |  | Automatic | 32.28 | 2.77 | 800
2381360 | So-Low Environmental Equipment Co., Inc. | So-Low Environmental | DHS4-30SD |  | Automatic | 32.28 | 2.77 | 800
2381361 | So-Low Environmental Equipment Co., Inc. | So-Low Environmental | DHS4-49GD |  | Automatic | 47.31 | 3.81 | 1200
2381356 | So-Low Environmental Equipment Co., Inc. | So-Low Environmental | DHS4-49SD |  | Automatic | 47.31 | 3.81 | 1200
2381364 | So-Low Environmental Equipment Co., Inc. | So-Low Environmental | DHS4-49SGD |  | Automatic | 47.09 | 4.93 | 1200
2381358 | So-Low Environmental Equipment Co., Inc. | So-Low Environmental | DHS4-72GD |  | Automatic | 72.94 | 8.67 | 1200
2322980 | Standex Scientific Solutions | American BioTech Supply | ABT-HC-10PG | ,CRT-ABT-HC-10PG,; ,PH-ABT-HC-10PG,; ,PH-ABT-NSF-10PG, | Manual | 9.38 | 2.42 | 600
2327148 | Standex Scientific Solutions | American BioTech Supply | ABT-HC-10PS | ,CRT-ABT-HC-10PG,; ,PH-ABT-HC-10PG,; ,PH-ABT-NSF-10PG, | Manual | 9.38 | 2.42 | 600
2732687 | Standex Scientific Solutions | American BioTech Supply | ABT-HC-16S-TS |  | Automatic | 12.59 | 1.25 | 600
4429258 | Standex Scientific Solutions | American BioTech Supply | ABT-HC-26 | ,ABT-26-WAL1,; ,ABT-26B-MEPS,; ,ABT-HC-26-TS, | Manual | 23.42 | 2.48 | 600
2330741 | Standex Scientific Solutions | American BioTech Supply | ABT-HC-26 | ,ABT-26-WAL1,; ,ABT-HC-26-TS, | Manual | 23.42 | 2.48 | 600
2668606 | Standex Scientific Solutions | American BioTech Supply | ABT-HC-26S |  | Automatic | 23 | 1.68 | 600
2668053 | Standex Scientific Solutions | American BioTech Supply | ABT-HC-26S-TS |  | Automatic | 23 | 1.68 | 600
4429259 | Standex Scientific Solutions | American BioTech Supply | ABT-HC-47 | ,ABT-HC-47-TS, | Manual | 45.41 | 3.47 | 1200
2330762 | Standex Scientific Solutions | American BioTech Supply | ABT-HC-47 | ,ABT-HC-47-TS, | Manual | 45.41 | 3.47 | 1200
4429260 | Standex Scientific Solutions | American BioTech Supply | ABT-HC-49 | ,ABT-49-MCKCA,; ,ABT-49-WAL1,; ,ABT-HC-49-TS, | Manual | 44.01 | 3.16 | 1200
2330790 | Standex Scientific Solutions | American BioTech Supply | ABT-HC-49 | ,ABT-49-WAL1,; ,ABT-HC-49-TS, | Manual | 44.01 | 3.16 | 1200
4429257 | Standex Scientific Solutions | American BioTech Supply | ABT-HC-49S | ,ABT-HC-49S-TS,; ,ABT-HC-SLS-49,; ,CRT-ABT-HC-S49S,; ,PH-ABT-HC-49S,; ,PH-ABT-HC-S49S,; ,PH-ABT-NSF-49S,; ,PH-ABT-NSF-S49S, | Manual | 45.26 | 2.48 | 1200
2495017 | Standex Scientific Solutions | American BioTech Supply | ABT-HC-49S | ,ABT-HC-49S-TS,; ,ABT-HC-SLS-49,; ,CRT-ABT-HC-S49S,; ,PH-ABT-HC-49S,; ,PH-ABT-HC-S49S,; ,PH-ABT-NSF-49S,; ,PH-ABT-NSF-S49S, | Manual | 45.26 | 2.48 | 1200
2330810 | Standex Scientific Solutions | American BioTech Supply | ABT-HC-72 | ,ABT-HC-72-TS, | Manual | 65.84 | 3.71 | 1200
2732696 | Standex Scientific Solutions | American BioTech Supply | ABT-HC-CP-16 |  | Automatic | 12.59 | 1.25 | 600
2732695 | Standex Scientific Solutions | American BioTech Supply | ABT-HC-CP-16-TS |  | Automatic | 12.59 | 1.25 | 600
2732341 | Standex Scientific Solutions | American BioTech Supply | ABT-HC-CP-23 |  | Automatic | 18 | 1.32 | 600
2732340 | Standex Scientific Solutions | American BioTech Supply | ABT-HC-CP-23-TS |  | Automatic | 18 | 1.32 | 600
4510028 | Standex Scientific Solutions | American BioTech Supply | ABT-HC-CP-26 |  | Automatic | 23 | 1.68 | 600
2668607 | Standex Scientific Solutions | American BioTech Supply | ABT-HC-CP-26 |  | Automatic | 23 | 1.68 | 600
4510027 | Standex Scientific Solutions | American BioTech Supply | ABT-HC-CP-26-TS |  | Automatic | 23 | 1.68 | 600
2668071 | Standex Scientific Solutions | American BioTech Supply | ABT-HC-CP-26-TS |  | Automatic | 23 | 1.68 | 600
2732697 | Standex Scientific Solutions | American BioTech Supply | ABT-HC-CS-16 |  | Automatic | 12.59 | 1.25 | 600
2732342 | Standex Scientific Solutions | American BioTech Supply | ABT-HC-CS-23 |  | Automatic | 18 | 1.32 | 600
4510029 | Standex Scientific Solutions | American BioTech Supply | ABT-HC-CS-26 |  | Automatic | 23 | 1.68 | 600
2668575 | Standex Scientific Solutions | American BioTech Supply | ABT-HC-CS-26 |  | Automatic | 23 | 1.68 | 600
3417615 | Standex Scientific Solutions | American BioTech Supply | ABT-HC-FRP-14P |  | Automatic | 12.57 | 1.1 | 600
3388106 | Standex Scientific Solutions | American BioTech Supply | ABT-HC-FRP-17 | ,ABT-HC-ERP-17,; ,ABT-HC-FRP-17P,; ,ABT-HC-RFP-17, | Automatic | 18.31 | 1.5 | 600
3417604 | Standex Scientific Solutions | American BioTech Supply | ABT-HC-FRP-20P |  | Manual | 19.75 | 1.58 | 600
2732693 | Standex Scientific Solutions | American BioTech Supply | ABT-HC-LP-16 |  | Automatic | 12.59 | 1.25 | 600
2732685 | Standex Scientific Solutions | American BioTech Supply | ABT-HC-LP-16-TS |  | Automatic | 12.59 | 1.25 | 600
4514104 | Standex Scientific Solutions | American BioTech Supply | ABT-HC-LP-23 |  | Automatic | 18 | 1.32 | 600
4514106 | Standex Scientific Solutions | American BioTech Supply | ABT-HC-LP-23-TS |  | Automatic | 18 | 1.32 | 600
4510026 | Standex Scientific Solutions | American BioTech Supply | ABT-HC-LP-26 |  | Automatic | 23 | 1.68 | 600
2668605 | Standex Scientific Solutions | American BioTech Supply | ABT-HC-LP-26 |  | Automatic | 23 | 1.68 | 600
4510025 | Standex Scientific Solutions | American BioTech Supply | ABT-HC-LP-26-TS |  | Automatic | 23 | 1.68 | 600
2668052 | Standex Scientific Solutions | American BioTech Supply | ABT-HC-LP-26-TS |  | Automatic | 23 | 1.68 | 600
4429256 | Standex Scientific Solutions | American BioTech Supply | ABT-HC-LP-49 | ,ABT-HC-CP-49,; ,ABT-HC-CP-49-TS,; ,ABT-HC-CS-49,; ,ABT-HC-LP-49-TS,; ,ABT-HC-LS-49,; ,CRT-ABT-HC-S49G,; ,PH-ABT-HC-49G,; ,PH-ABT-HC-S49G,; ,PH-ABT-NSF-49G,; ,PH-ABT-NSF-S49G, | Manual | 45.26 | 2.48 | 1200
2495016 | Standex Scientific Solutions | American BioTech Supply | ABT-HC-LP-49 | ,ABT-HC-CP-49,; ,ABT-HC-CP-49-TS,; ,ABT-HC-CS-49,; ,ABT-HC-LP-49-TS,; ,ABT-HC-LS-49,; ,CRT-ABT-HC-S49G,; ,PH-ABT-HC-49G,; ,PH-ABT-HC-S49G,; ,PH-ABT-NSF-49G,; ,PH-ABT-NSF-S49G, | Manual | 45.26 |  | 1200
2732686 | Standex Scientific Solutions | American BioTech Supply | ABT-HC-LS-16 |  | Automatic | 12.59 | 1.25 | 600
4514107 | Standex Scientific Solutions | American BioTech Supply | ABT-HC-LS-23 |  | Automatic | 18 | 1.32 | 600
4510022 | Standex Scientific Solutions | American BioTech Supply | ABT-HC-LS-26 |  | Automatic | 23 | 1.68 | 600
2331888 | Standex Scientific Solutions | American BioTech Supply | ABT-HC-LS-26 |  | Automatic | 23 | 1.68 | 600
4518232 | Standex Scientific Solutions | American BioTech Supply | ABT-HC-PL-23 |  | Manual | 19.12 | 1.57 | 600
4518242 | Standex Scientific Solutions | American BioTech Supply | ABT-HC-PL-49 |  | Automatic | 43.18 | 2.38 | 800
3417617 | Standex Scientific Solutions | American BioTech Supply | ABT-HC-RFP-14 | ,ABT-HC-ERP-14,; ,ABT-HC-FRP-14, | Automatic | 12.57 | 1.1 | 600
3417606 | Standex Scientific Solutions | American BioTech Supply | ABT-HC-RFP-20 | ,ABT-HC-ERP-20,; ,ABT-HC-FRP-20, | Manual | 19.75 | 1.58 | 600
2732694 | Standex Scientific Solutions | American BioTech Supply | ABT-HC-SLS-16 |  | Automatic | 12.59 | 1.25 | 600
2668070 | Standex Scientific Solutions | American BioTech Supply | ABT-HC-SLS-26 |  | Automatic | 23 | 1.68 | 600
4480868 | Standex Scientific Solutions | American BioTech Supply | ABT-HC-SSR-25G | ,ABT-HC-SSR-25G-LH,; ,CPS-HC-SSR-25G,; ,CPS-HC-SSR-25G-LH,; ,LRP-HC-SSR-25G,; ,LRP-HC-SSR-25G-LH,; ,PH-ABT-NSF-SSR-25G,; ,PH-ABT-NSF-SSR-25G-LH,; ,PH-CPS-NSF-SSR-25GPH-CPS-NSF-SSR-25G-LH,; ,PH-LRP-NSF-SSR-25G,; ,PH-LRP-NSF-SSR-25G-LH, | Manual | 19.25 | 2.57 | 600
4517877 | Standex Scientific Solutions | American BioTech Supply | ABT-HC-SSR-25S |  | Manual | 19.25 | 2.57 | 600
4517878 | Standex Scientific Solutions | American BioTech Supply | ABT-HC-SSR-25S-LH |  | Manual | 19.25 | 2.57 | 600
4513962 | Standex Scientific Solutions | American BioTech Supply | ABT-VS-LP-16 |  | Automatic | 11.24 | 1.2 | 600
4513963 | Standex Scientific Solutions | American BioTech Supply | ABT-VS-LP-16-TS |  | Automatic | 11.24 | 1.2 | 600
4515126 | Standex Scientific Solutions | American BioTech Supply | ABT-VS-LP-23 |  | Automatic | 16.87 | 1.47 | 600
4515127 | Standex Scientific Solutions | American BioTech Supply | ABT-VS-LP-23-TS |  | Automatic | 16.87 | 1.47 | 600
4514051 | Standex Scientific Solutions | American BioTech Supply | ABT-VS-LP-26 |  | Automatic | 19.15 | 1.41 | 600
4514052 | Standex Scientific Solutions | American BioTech Supply | ABT-VS-LP-26-TS |  | Automatic | 19.15 | 1.41 | 600
4510468 | Standex Scientific Solutions | American BioTech Supply | ABT-VS-LP-49 |  | Automatic | 42.63 | 2.44 | 800
4510469 | Standex Scientific Solutions | American BioTech Supply | ABT-VS-LP-49-TS |  | Automatic | 42.63 | 2.44 | 800
4513961 | Standex Scientific Solutions | American BioTech Supply | ABT-VS-LS-16 |  | Automatic | 11.24 | 1.2 | 600
4515125 | Standex Scientific Solutions | American BioTech Supply | ABT-VS-LS-23 |  | Automatic | 16.87 | 1.47 | 600
4514050 | Standex Scientific Solutions | American BioTech Supply | ABT-VS-LS-26 |  | Automatic | 19.15 | 1.41 | 600
4510467 | Standex Scientific Solutions | American BioTech Supply | ABT-VS-LS-49 |  | Automatic | 42.63 | 2.44 | 800
4512729 | Standex Scientific Solutions | American BioTech Supply | ARS-HC-CB-26 |  | Automatic | 23 | 1.68 | 600
4512728 | Standex Scientific Solutions | American BioTech Supply | ARS-HC-CP-26 |  | Automatic | 23 | 1.68 | 600
4512724 | Standex Scientific Solutions | American BioTech Supply | ARS-HC-LB-26 |  | Automatic | 23 | 1.68 | 600
4512723 | Standex Scientific Solutions | American BioTech Supply | ARS-HC-LP-26 |  | Automatic | 23 | 1.68 | 600
4512719 | Standex Scientific Solutions | American BioTech Supply | CMEB-REF-P-26-G-HCF |  | Automatic | 23 | 1.68 | 600
4512721 | Standex Scientific Solutions | American BioTech Supply | CMEB-REF-P-26-G-NSF |  | Automatic | 23 | 1.68 | 600
4512720 | Standex Scientific Solutions | American BioTech Supply | CMEB-REF-ST-26-G-HCF |  | Automatic | 23 | 1.68 | 600
4512722 | Standex Scientific Solutions | American BioTech Supply | CMEB-REF-ST-26-G-NSF |  | Automatic | 23 | 1.68 | 600
2732460 | Standex Scientific Solutions | American BioTech Supply | CRT-ABT-HC-S16G |  | Automatic | 12.59 | 1.25 | 600
2732461 | Standex Scientific Solutions | American BioTech Supply | CRT-ABT-HC-S16S |  | Automatic | 12.59 | 1.25 | 600
2732352 | Standex Scientific Solutions | American BioTech Supply | CRT-ABT-HC-S23G |  | Automatic | 18 | 1.32 | 600
2732353 | Standex Scientific Solutions | American BioTech Supply | CRT-ABT-HC-S23S |  | Automatic | 18 | 1.32 | 600
4510034 | Standex Scientific Solutions | American BioTech Supply | CRT-ABT-HC-S26G |  | Automatic | 23 | 1.68 | 600
2668587 | Standex Scientific Solutions | American BioTech Supply | CRT-ABT-HC-S26G |  | Automatic | 23 | 1.68 | 600
2668588 | Standex Scientific Solutions | American BioTech Supply | CRT-ABT-HC-S26S |  | Automatic | 23 | 1.68 | 600
4512727 | Standex Scientific Solutions | American BioTech Supply | CRT-ARS-HC-S26G |  | Automatic | 23 | 1.68 | 600
4513960 | Standex Scientific Solutions | American BioTech Supply | HS-VS-LAB-R-16-G-B-IM |  | Automatic | 11.24 | 1.2 | 600
2362433 | Standex Scientific Solutions | American BioTech Supply | PH-ABT-23SG-DJA |  | Automatic | 18 | 1.32 | 600
2732698 | Standex Scientific Solutions | American BioTech Supply | PH-ABT-HC-16G |  | Automatic | 12.59 | 1.25 | 600
4510000 | Standex Scientific Solutions | American BioTech Supply | PH-ABT-HC-16G-MCKCA |  | Automatic | 12.59 | 1.25 | 600
2732700 | Standex Scientific Solutions | American BioTech Supply | PH-ABT-HC-16S |  | Automatic | 12.59 | 1.25 | 600
2732343 | Standex Scientific Solutions | American BioTech Supply | PH-ABT-HC-23G |  | Automatic | 18 | 1.32 | 600
2732345 | Standex Scientific Solutions | American BioTech Supply | PH-ABT-HC-23S |  | Automatic | 18 | 1.32 | 600
4510030 | Standex Scientific Solutions | American BioTech Supply | PH-ABT-HC-26G |  | Automatic | 23 | 1.68 | 600
2668576 | Standex Scientific Solutions | American BioTech Supply | PH-ABT-HC-26G |  | Automatic | 23 | 1.68 | 600
2668578 | Standex Scientific Solutions | American BioTech Supply | PH-ABT-HC-26S |  | Automatic | 23 | 1.68 | 600
2732699 | Standex Scientific Solutions | American BioTech Supply | PH-ABT-HC-S16G |  | Automatic | 12.59 | 1.25 | 600
2732702 | Standex Scientific Solutions | American BioTech Supply | PH-ABT-HC-S16G-DJA |  | Automatic | 12.59 | 1.25 | 600
2732701 | Standex Scientific Solutions | American BioTech Supply | PH-ABT-HC-S16S |  | Automatic | 12.59 | 1.25 | 600
2732344 | Standex Scientific Solutions | American BioTech Supply | PH-ABT-HC-S23G |  | Automatic | 18 | 1.32 | 600
4514103 | Standex Scientific Solutions | American BioTech Supply | PH-ABT-HC-S23G-DJA |  | Automatic | 18 | 1.32 | 600
2732346 | Standex Scientific Solutions | American BioTech Supply | PH-ABT-HC-S23S |  | Automatic | 18 | 1.32 | 600
4510031 | Standex Scientific Solutions | American BioTech Supply | PH-ABT-HC-S26G |  | Automatic | 23 | 1.68 | 600
2668577 | Standex Scientific Solutions | American BioTech Supply | PH-ABT-HC-S26G |  | Automatic | 23 | 1.68 | 600
2668579 | Standex Scientific Solutions | American BioTech Supply | PH-ABT-HC-S26S |  | Automatic | 23 | 1.68 | 600
4498515 | Standex Scientific Solutions | American BioTech Supply | PH-ABT-NSF-10PG |  | Manual | 9.38 | 2.42 | 600
4498514 | Standex Scientific Solutions | American BioTech Supply | PH-ABT-NSF-10PS |  | Manual | 9.38 | 2.42 | 600
2732703 | Standex Scientific Solutions | American BioTech Supply | PH-ABT-NSF-16G |  | Automatic | 12.59 | 1.25 | 600
4514170 | Standex Scientific Solutions | American BioTech Supply | PH-ABT-NSF-16S |  | Automatic | 12.59 | 1.25 | 600
2732705 | Standex Scientific Solutions | American BioTech Supply | PH-ABT-NSF-16S |  | Automatic | 12.59 | 1.25 | 600
2732347 | Standex Scientific Solutions | American BioTech Supply | PH-ABT-NSF-23G |  | Automatic | 18 | 1.32 | 600
4514236 | Standex Scientific Solutions | American BioTech Supply | PH-ABT-NSF-23S |  | Automatic | 18 | 1.32 | 600
2732349 | Standex Scientific Solutions | American BioTech Supply | PH-ABT-NSF-23S |  | Automatic | 18 | 1.32 | 600
4510032 | Standex Scientific Solutions | American BioTech Supply | PH-ABT-NSF-26G |  | Automatic | 23 | 1.68 | 600
2668580 | Standex Scientific Solutions | American BioTech Supply | PH-ABT-NSF-26G |  | Automatic | 23 | 1.68 | 600
4514219 | Standex Scientific Solutions | American BioTech Supply | PH-ABT-NSF-26S |  | Automatic | 23 | 1.68 | 600
2668582 | Standex Scientific Solutions | American BioTech Supply | PH-ABT-NSF-26S |  | Automatic | 23 | 1.68 | 600
2732704 | Standex Scientific Solutions | American BioTech Supply | PH-ABT-NSF-S16G |  | Automatic | 12.59 | 1.25 | 600
2732707 | Standex Scientific Solutions | American BioTech Supply | PH-ABT-NSF-S16G-DJA |  | Automatic | 12.59 | 1.25 | 600
4514171 | Standex Scientific Solutions | American BioTech Supply | PH-ABT-NSF-S16S |  | Automatic | 12.59 | 1.25 | 600
2732706 | Standex Scientific Solutions | American BioTech Supply | PH-ABT-NSF-S16S |  | Automatic | 12.59 | 1.25 | 600
2732348 | Standex Scientific Solutions | American BioTech Supply | PH-ABT-NSF-S23G |  | Automatic | 18 | 1.32 | 600
2732351 | Standex Scientific Solutions | American BioTech Supply | PH-ABT-NSF-S23G-DJA |  | Automatic | 18 | 1.32 | 600
4514237 | Standex Scientific Solutions | American BioTech Supply | PH-ABT-NSF-S23S |  | Automatic | 18 | 1.32 | 600
2732350 | Standex Scientific Solutions | American BioTech Supply | PH-ABT-NSF-S23S |  | Automatic | 18 | 1.32 | 600
4510033 | Standex Scientific Solutions | American BioTech Supply | PH-ABT-NSF-S26G |  | Automatic | 23 | 1.68 | 600
2668581 | Standex Scientific Solutions | American BioTech Supply | PH-ABT-NSF-S26G |  | Automatic | 23 | 1.68 | 600
4514220 | Standex Scientific Solutions | American BioTech Supply | PH-ABT-NSF-S26S |  | Automatic | 23 | 1.68 | 600
2668586 | Standex Scientific Solutions | American BioTech Supply | PH-ABT-NSF-S26S |  | Automatic | 23 | 1.68 | 600
4517879 | Standex Scientific Solutions | American BioTech Supply | PH-ABT-NSF-SSR-25S |  | Manual | 19.25 | 2.57 | 600
4517880 | Standex Scientific Solutions | American BioTech Supply | PH-ABT-NSF-SSR-25S-LH |  | Manual | 19.25 | 2.57 | 600
4513967 | Standex Scientific Solutions | American BioTech Supply | PH-ABT-NVS-16G |  | Automatic | 11.24 | 1.2 | 600
4515131 | Standex Scientific Solutions | American BioTech Supply | PH-ABT-NVS-23G |  | Automatic | 16.87 | 1.47 | 600
4514056 | Standex Scientific Solutions | American BioTech Supply | PH-ABT-NVS-26G |  | Automatic | 19.15 | 1.41 | 600
4510473 | Standex Scientific Solutions | American BioTech Supply | PH-ABT-NVS-49G |  | Automatic | 42.63 | 2.44 | 800
4513966 | Standex Scientific Solutions | American BioTech Supply | PH-ABT-NVS-S16G |  | Automatic | 11.24 | 1.2 | 600
4515130 | Standex Scientific Solutions | American BioTech Supply | PH-ABT-NVS-S23G |  | Automatic | 16.87 | 1.47 | 600
4514055 | Standex Scientific Solutions | American BioTech Supply | PH-ABT-NVS-S26G |  | Automatic | 19.15 | 1.41 | 600
4510472 | Standex Scientific Solutions | American BioTech Supply | PH-ABT-NVS-S49G |  | Automatic | 42.63 | 2.44 | 800
2362248 | Standex Scientific Solutions | American BioTech Supply | PH-ABT-S16G-DJA |  | Automatic | 12.59 | 1.25 | 600
4513965 | Standex Scientific Solutions | American BioTech Supply | PH-ABT-VS-16G |  | Automatic | 11.24 | 1.2 | 600
4515129 | Standex Scientific Solutions | American BioTech Supply | PH-ABT-VS-23G |  | Automatic | 16.87 | 1.47 | 600
4514054 | Standex Scientific Solutions | American BioTech Supply | PH-ABT-VS-26G |  | Automatic | 19.15 | 1.41 | 600
4510471 | Standex Scientific Solutions | American BioTech Supply | PH-ABT-VS-49G |  | Automatic | 42.63 | 2.44 | 800
4513964 | Standex Scientific Solutions | American BioTech Supply | PH-ABT-VS-S16G |  | Automatic | 11.24 | 1.2 | 600
4515128 | Standex Scientific Solutions | American BioTech Supply | PH-ABT-VS-S23G |  | Automatic | 16.87 | 1.47 | 600
4514053 | Standex Scientific Solutions | American BioTech Supply | PH-ABT-VS-S26G |  | Automatic | 19.15 | 1.41 | 600
4510470 | Standex Scientific Solutions | American BioTech Supply | PH-ABT-VS-S49G |  | Automatic | 42.63 | 2.44 | 800
4512725 | Standex Scientific Solutions | American BioTech Supply | PH-ARS-HC-26G |  | Automatic | 23 | 1.68 | 600
4512726 | Standex Scientific Solutions | American BioTech Supply | PH-ARS-HC-S26G |  | Automatic | 23 | 1.68 | 600
4512717 | Standex Scientific Solutions | American BioTech Supply | VWR-HCCP-26 |  | Automatic | 23 | 1.68 | 600
4512718 | Standex Scientific Solutions | American BioTech Supply | VWR-HCCS-26 |  | Automatic | 23 | 1.68 | 600
4429318 | Standex Scientific Solutions | Ares Scientific | ARS-HC-49S | ,ARS-HC-SLB-49,; ,CRT-ARS-HC-S49S,; ,PH-ARS-HC-49S,; ,PH-ARS-HC-S49S, | Manual | 45.26 | 2.48 | 1200
4510544 | Standex Scientific Solutions | Ares Scientific | ARS-HC-CB-16 |  | Automatic | 12.59 | 1.25 | 600
4514127 | Standex Scientific Solutions | Ares Scientific | ARS-HC-CB-23 |  | Automatic | 18 | 1.32 | 600
4510543 | Standex Scientific Solutions | Ares Scientific | ARS-HC-CP-16 |  | Automatic | 12.59 | 1.25 | 600
4514126 | Standex Scientific Solutions | Ares Scientific | ARS-HC-CP-23 |  | Automatic | 18 | 1.32 | 600
4429319 | Standex Scientific Solutions | Ares Scientific | ARS-HC-CP-49 | ,ARS-HC-CB-49,; ,ARS-HC-LB-49,; ,ARS-HC-LP-49,; ,CRT-ARS-HC-S49G,; ,PH-ARS-HC-49G,; ,PH-ARS-HC-S49G, | Manual | 45.26 | 2.48 | 1200
4510546 | Standex Scientific Solutions | Ares Scientific | ARS-HC-LB-16 |  | Automatic | 12.59 | 1.25 | 600
4514122 | Standex Scientific Solutions | Ares Scientific | ARS-HC-LB-23 |  | Automatic | 18 | 1.32 | 600
4510567 | Standex Scientific Solutions | Ares Scientific | ARS-HC-LP-16 |  | Automatic | 12.59 | 1.25 | 600
4510540 | Standex Scientific Solutions | Ares Scientific | ARS-HC-LP-16 |  | Automatic | 12.59 | 1.25 | 600
4514121 | Standex Scientific Solutions | Ares Scientific | ARS-HC-LP-23 |  | Automatic | 18 | 1.32 | 600
4518240 | Standex Scientific Solutions | Ares Scientific | ARS-HC-PL-23 |  | Manual | 19.12 | 1.57 | 600
4518250 | Standex Scientific Solutions | Ares Scientific | ARS-HC-PL-49 |  | Automatic | 43.18 | 2.38 | 800
4514003 | Standex Scientific Solutions | Ares Scientific | ARS-VS-LP-16 |  | Automatic | 11.24 | 1.2 | 600
4515167 | Standex Scientific Solutions | Ares Scientific | ARS-VS-LP-23 |  | Automatic | 16.87 | 1.47 | 600
4514092 | Standex Scientific Solutions | Ares Scientific | ARS-VS-LP-26 |  | Automatic | 19.15 | 1.41 | 600
4510511 | Standex Scientific Solutions | Ares Scientific | ARS-VS-LP-49 |  | Automatic | 42.63 | 2.44 | 800
4514002 | Standex Scientific Solutions | Ares Scientific | ARS-VS-LS-16 |  | Automatic | 11.24 | 1.2 | 600
4515166 | Standex Scientific Solutions | Ares Scientific | ARS-VS-LS-23 |  | Automatic | 16.87 | 1.47 | 600
4514091 | Standex Scientific Solutions | Ares Scientific | ARS-VS-LS-26 |  | Automatic | 19.15 | 1.41 | 600
4510510 | Standex Scientific Solutions | Ares Scientific | ARS-VS-LS-49 |  | Automatic | 42.63 | 2.44 | 800
4510545 | Standex Scientific Solutions | Ares Scientific | CRT-ARS-HC-S16G |  | Automatic | 12.59 | 1.25 | 600
4514125 | Standex Scientific Solutions | Ares Scientific | CRT-ARS-HC-S23G |  | Automatic | 18 | 1.32 | 600
4510541 | Standex Scientific Solutions | Ares Scientific | PH-ARS-HC-16G |  | Automatic | 12.59 | 1.25 | 600
4514123 | Standex Scientific Solutions | Ares Scientific | PH-ARS-HC-23G |  | Automatic | 18 | 1.32 | 600
4510542 | Standex Scientific Solutions | Ares Scientific | PH-ARS-HC-S16G |  | Automatic | 12.59 | 1.25 | 600
4514124 | Standex Scientific Solutions | Ares Scientific | PH-ARS-HC-S23G |  | Automatic | 18 | 1.32 | 600
4514007 | Standex Scientific Solutions | Ares Scientific | PH-ARS-NVS-16G |  | Automatic | 11.24 | 1.2 | 600
4515171 | Standex Scientific Solutions | Ares Scientific | PH-ARS-NVS-23G |  | Automatic | 16.87 | 1.47 | 600
4514096 | Standex Scientific Solutions | Ares Scientific | PH-ARS-NVS-26G |  | Automatic | 19.15 | 1.41 | 600
4510515 | Standex Scientific Solutions | Ares Scientific | PH-ARS-NVS-49G |  | Automatic | 42.63 | 2.44 | 800
4514006 | Standex Scientific Solutions | Ares Scientific | PH-ARS-NVS-S16G |  | Automatic | 11.24 | 1.2 | 600
4515170 | Standex Scientific Solutions | Ares Scientific | PH-ARS-NVS-S23G |  | Automatic | 16.87 | 1.47 | 600
4514095 | Standex Scientific Solutions | Ares Scientific | PH-ARS-NVS-S26G |  | Automatic | 19.15 | 1.41 | 600
4510514 | Standex Scientific Solutions | Ares Scientific | PH-ARS-NVS-S49G |  | Automatic | 42.63 | 2.44 | 800
4514005 | Standex Scientific Solutions | Ares Scientific | PH-ARS-VS-16G |  | Automatic | 11.24 | 1.2 | 600
4515169 | Standex Scientific Solutions | Ares Scientific | PH-ARS-VS-23G |  | Automatic | 16.87 | 1.47 | 600
4514094 | Standex Scientific Solutions | Ares Scientific | PH-ARS-VS-26G |  | Automatic | 19.15 | 1.41 | 600
4510513 | Standex Scientific Solutions | Ares Scientific | PH-ARS-VS-49G |  | Automatic | 42.63 | 2.44 | 800
4514004 | Standex Scientific Solutions | Ares Scientific | PH-ARS-VS-S16G |  | Automatic | 11.24 | 1.2 | 600
4515168 | Standex Scientific Solutions | Ares Scientific | PH-ARS-VS-S23G |  | Automatic | 16.87 | 1.47 | 600
4514093 | Standex Scientific Solutions | Ares Scientific | PH-ARS-VS-S26G |  | Automatic | 19.15 | 1.41 | 600
4510512 | Standex Scientific Solutions | Ares Scientific | PH-ARS-VS-S49G |  | Automatic | 42.63 | 2.44 | 800
4518233 | Standex Scientific Solutions | Celsius Scientific | CEL-HC-BB-23 | CEL-HC-BB-23-CR | Manual | 19.12 | 1.57 | 600
4518243 | Standex Scientific Solutions | Celsius Scientific | CEL-HC-BB-49 | CEL-HC-BB-49-CR | Automatic | 43.18 | 2.38 | 800
3354316 | Standex Scientific Solutions | CME Corp | CMEB-REF-P-10PT5-G-HCF | ,CMEB-REF-P-10PT5-G-NSF, | Manual | 9.38 | 2.42 | 600
3354315 | Standex Scientific Solutions | CME Corp | CMEB-REF-P-10PT5-S-HCF | ,CMEB-REF-P-10PT5-S-NSF, | Manual | 9.38 | 2.42 | 600
3354309 | Standex Scientific Solutions | CME Corp | CMEB-REF-P-49-G-HCF | ,CMEB-REF-P-49-G-NSF,; ,CMEB-REF-ST-49-G-HCF,; ,CMEB-REF-ST-49-G-NSF, | Manual | 45.26 | 2.48 | 1200
3354308 | Standex Scientific Solutions | CME Corp | CMEB-REF-P-49-S-HCF | ,CMEB-REF-P-49-S-NSF,; ,CMEB-REF-ST-49-S-HCF,; ,CMEB-REF-ST-49-S-NSF, | Manual | 45.26 | 2.48 | 1200
3417621 | Standex Scientific Solutions | CME Corp | CMEB-REF-FLM-14-P-HCF | ,CMEB-REF-14-S-HCF,; ,CMEB-REF-EXP-14-S-HCF,; ,CMEB-REF-FLM-14-S-HCF,; ,CMEB-REF-FLM-14-TS-HCF, | Automatic | 12.57 | 1.1 | 600
3388111 | Standex Scientific Solutions | CME Corp | CMEB-REF-FLM-17-P-HCF | ,CMEB-REF-17-S-HCF,; ,CMEB-REF-EXP-17-S-HCF,; ,CMEB-REF-FLM-17-S-HCF,; ,CMEB-REF-FLM-17-TS-HCF, | Automatic | 18.31 | 1.5 | 600
3417610 | Standex Scientific Solutions | CME Corp | CMEB-REF-FLM-20-P-HCF | ,CMEB-REF-20-S-HCF,; ,CMEB-REF-EXP-20-S-HCF,; ,CMEB-REF-FLM-20-S-HCF,; ,CMEB-REF-FLM-20-TS-HCF, | Manual | 19.75 | 1.58 | 600
4510138 | Standex Scientific Solutions | CME Corp | CMEB-REF-P-10PT5-G-NSF |  | Manual | 9.38 | 2.42 | 600
4510137 | Standex Scientific Solutions | CME Corp | CMEB-REF-P-10PT5-S-NSF |  | Manual | 9.38 | 2.42 | 600
2732479 | Standex Scientific Solutions | CME Corp | CMEB-REF-P-16-G-HCF |  | Automatic | 12.59 | 1.25 | 600
2732483 | Standex Scientific Solutions | CME Corp | CMEB-REF-P-16-G-NSF |  | Automatic | 12.59 | 1.25 | 600
4514000 | Standex Scientific Solutions | CME Corp | CMEB-REF-P-16-G-VSF |  | Automatic | 11.24 | 1.2 | 600
2732481 | Standex Scientific Solutions | CME Corp | CMEB-REF-P-16-S-HCF |  | Automatic | 12.59 | 1.25 | 600
4514172 | Standex Scientific Solutions | CME Corp | CMEB-REF-P-16-S-NSF |  | Automatic | 12.59 | 1.25 | 600
2732524 | Standex Scientific Solutions | CME Corp | CMEB-REF-P-16-S-NSF |  | Automatic | 12.59 | 1.25 | 600
4514117 | Standex Scientific Solutions | CME Corp | CMEB-REF-P-23-G-HCF |  | Automatic | 18 | 1.32 | 600
2732449 | Standex Scientific Solutions | CME Corp | CMEB-REF-P-23-G-HCF |  | Automatic | 18 | 1.32 | 600
4514119 | Standex Scientific Solutions | CME Corp | CMEB-REF-P-23-G-NSF |  | Automatic | 18 | 1.32 | 600
2732453 | Standex Scientific Solutions | CME Corp | CMEB-REF-P-23-G-NSF |  | Automatic | 18 | 1.32 | 600
4515164 | Standex Scientific Solutions | CME Corp | CMEB-REF-P23-G-VSF |  | Automatic | 16.87 | 1.47 | 600
2732451 | Standex Scientific Solutions | CME Corp | CMEB-REF-P-23-S-HCF |  | Automatic | 18 | 1.32 | 600
4514234 | Standex Scientific Solutions | CME Corp | CMEB-REF-P-23-S-NSF |  | Automatic | 18 | 1.32 | 600
2732455 | Standex Scientific Solutions | CME Corp | CMEB-REF-P-23-S-NSF |  | Automatic | 18 | 1.32 | 600
3360992 | Standex Scientific Solutions | CME Corp | CMEB-REF-P-26-G-HCF |  | Automatic | 23 | 1.68 | 600
3360996 | Standex Scientific Solutions | CME Corp | CMEB-REF-P-26-G-NSF |  | Automatic | 23 | 1.68 | 600
4514089 | Standex Scientific Solutions | CME Corp | CMEB-REF-P-26-G-VSF |  | Automatic | 19.15 | 1.41 | 600
3360994 | Standex Scientific Solutions | CME Corp | CMEB-REF-P-26-S-HCF |  | Automatic | 23 | 1.68 | 600
4514218 | Standex Scientific Solutions | CME Corp | CMEB-REF-P-26-S-NSF |  | Automatic | 23 | 1.68 | 600
3360998 | Standex Scientific Solutions | CME Corp | CMEB-REF-P-26-S-NSF |  | Automatic | 23 | 1.68 | 600
4429516 | Standex Scientific Solutions | CME Corp | CMEB-REF-P-49-G-HCF | ,CMEB-REF-P-49-G-NSF,; ,CMEB-REF-ST-49-G-HCF,; ,CMEB-REF-ST-49-G-NSF, | Manual | 45.26 | 2.48 | 1200
4510508 | Standex Scientific Solutions | CME Corp | CMEB-REF-P-49-G-VSF |  | Automatic | 42.63 | 2.44 | 800
4429515 | Standex Scientific Solutions | CME Corp | CMEB-REF-P-49-S-HCF | ,CMEB-REF-P-49-S-NSF,; ,CMEB-REF-ST-49-S-HCF,; ,CMEB-REF-ST-49-S-NSF, | Manual | 45.26 | 2.48 | 1200
4518239 | Standex Scientific Solutions | CME Corp | CMEB-REF-PRM-23-G |  | Manual | 19.12 | 1.57 | 600
4518249 | Standex Scientific Solutions | CME Corp | CMEB-REF-PRM-49-G |  | Automatic | 43.18 | 2.38 | 800
2732480 | Standex Scientific Solutions | CME Corp | CMEB-REF-ST-16-G-HCF |  | Automatic | 12.59 | 1.25 | 600
2732484 | Standex Scientific Solutions | CME Corp | CMEB-REF-ST-16-G-NSF |  | Automatic | 12.59 | 1.25 | 600
4514001 | Standex Scientific Solutions | CME Corp | CMEB-REF-ST-16-G-VSF |  | Automatic | 11.24 | 1.2 | 600
2732482 | Standex Scientific Solutions | CME Corp | CMEB-REF-ST-16-S-HCF |  | Automatic | 12.59 | 1.25 | 600
4514173 | Standex Scientific Solutions | CME Corp | CMEB-REF-ST-16-S-NSF |  | Automatic | 12.59 | 1.25 | 600
2732525 | Standex Scientific Solutions | CME Corp | CMEB-REF-ST-16-S-NSF |  | Automatic | 12.59 | 1.25 | 600
4514118 | Standex Scientific Solutions | CME Corp | CMEB-REF-ST-23-G-HCF |  | Automatic | 18 | 1.32 | 600
2732450 | Standex Scientific Solutions | CME Corp | CMEB-REF-ST-23-G-HCF |  | Automatic | 18 | 1.32 | 600
4514120 | Standex Scientific Solutions | CME Corp | CMEB-REF-ST-23-G-NSF |  | Automatic | 18 | 1.32 | 600
2732454 | Standex Scientific Solutions | CME Corp | CMEB-REF-ST-23-G-NSF |  | Automatic | 18 | 1.32 | 600
4515165 | Standex Scientific Solutions | CME Corp | CMEB-REF-ST-23-G-VSF |  | Automatic | 16.87 | 1.47 | 600
2732452 | Standex Scientific Solutions | CME Corp | CMEB-REF-ST-23-S-HCF |  | Automatic | 18 | 1.32 | 600
4514235 | Standex Scientific Solutions | CME Corp | CMEB-REF-ST-23-S-NSF |  | Automatic | 18 | 1.32 | 600
2732456 | Standex Scientific Solutions | CME Corp | CMEB-REF-ST-23-S-NSF |  | Automatic | 18 | 1.32 | 600
3360993 | Standex Scientific Solutions | CME Corp | CMEB-REF-ST-26-G-HCF |  | Automatic | 23 | 1.68 | 600
3360997 | Standex Scientific Solutions | CME Corp | CMEB-REF-ST-26-G-NSF |  | Automatic | 23 | 1.68 | 600
4514090 | Standex Scientific Solutions | CME Corp | CMEB-REF-ST-26-G-VSF |  | Automatic | 19.15 | 1.41 | 600
3360995 | Standex Scientific Solutions | CME Corp | CMEB-REF-ST-26-S-HCF |  | Automatic | 23 | 1.68 | 600
4514223 | Standex Scientific Solutions | CME Corp | CMEB-REF-ST-26-S-NSF |  | Automatic | 23 | 1.68 | 600
3360909 | Standex Scientific Solutions | CME Corp | CMEB-REF-ST-26-S-NSF |  | Automatic | 23 | 1.68 | 600
4510509 | Standex Scientific Solutions | CME Corp | CMEB-REF-ST-49-G-VSF |  | Automatic | 42.63 | 2.44 | 800
2732548 | Standex Scientific Solutions | CME Corp | CME-HC-PL-23 | ,CME-HC-SPL-23, | Manual | 19.12 | 1.57 | 600
2684041 | Standex Scientific Solutions | CME Corp | CME-HC-PL-49 | ,CME-HC-SPL-49, | Automatic | 43.18 | 2.38 | 800
4517885 | Standex Scientific Solutions | Corepoint Scientific | CPS-HC-SSR-25S |  | Manual | 19.25 | 2.57 | 600
4517886 | Standex Scientific Solutions | Corepoint Scientific | CPS-HC-SSR-25S-LH |  | Manual | 19.25 | 2.57 | 600
4513999 | Standex Scientific Solutions | Corepoint Scientific | CPS-VS-LP-16-TS |  | Automatic | 11.24 | 1.2 | 600
4515163 | Standex Scientific Solutions | Corepoint Scientific | CPS-VS-LP-23-TS |  | Automatic | 16.87 | 1.47 | 600
4514088 | Standex Scientific Solutions | Corepoint Scientific | CPS-VS-LP-26-TS |  | Automatic | 19.15 | 1.41 | 600
4510507 | Standex Scientific Solutions | Corepoint Scientific | CPS-VS-LP-49-TS |  | Automatic | 42.63 | 2.44 | 800
3417616 | Standex Scientific Solutions | Corepoint Scientific | FR141WWW/0HCTS | ,ER141WWW/0HC,; ,FR141WWW/0HC,; ,NSPR141WWW/0HC, | Automatic | 12.57 | 1.1 | 600
3388122 | Standex Scientific Solutions | Corepoint Scientific | FR171WWW/0HC | ,ER171WWW/0HC,; ,NSPR171WWW/0HC, | Automatic | 18.31 | 1.5 | 600
3388105 | Standex Scientific Solutions | Corepoint Scientific | FR171WWW/0HCTS |  | Automatic | 18.31 | 1.5 | 600
3417605 | Standex Scientific Solutions | Corepoint Scientific | FR201WWW/0HCTS | ,ER201WWW/0HC,; ,FR201WWW/0HC,; ,NSPR201WWW/0HC, | Manual | 19.75 | 1.58 | 600
2636150 | Standex Scientific Solutions | Corepoint Scientific | NSBR231WSG/0 | ,NSBR231WSGCR/0,; ,NSBR231WSW/0,; ,NSBR231WSWCR/0, | Manual | 19.12 | 1.57 | 600
4518231 | Standex Scientific Solutions | Corepoint Scientific | NSBR231WSG/0 | CPS-HC-PLD-23-TS; NSBR231WSGCR/0 | Manual | 19.12 | 1.57 | 600
2636129 | Standex Scientific Solutions | Corepoint Scientific | NSBR492WSGCR/0 | ,NSBR492WSG/0,; ,NSBR492WSW/0,; ,NSBR492WSWCR/0, | Automatic | 43.18 | 2.38 | 800
4518241 | Standex Scientific Solutions | Corepoint Scientific | NSBR492WSGCR/0 | CPS-HC-PLD-49-TS ; NSBR492WSG/0 | Automatic | 43.18 | 2.38 | 800
2345722 | Standex Scientific Solutions | Corepoint Scientific | NSWDR231WWG/0 | ,NSWDRNSF231WWG/0, | Manual | 19.66 | 1.6 | 600
2495055 | Standex Scientific Solutions | Corepoint Scientific | NSWDR231WWS/0 | ,NSWDRNSF231WWS/0, | Manual | 19.66 | 1.6 | 600
4431398 | Standex Scientific Solutions | Corepoint Scientific | NSWDR492WWG/0 |  | Manual | 45.26 | 2.48 | 1200
2345723 | Standex Scientific Solutions | Corepoint Scientific | NSWDR492WWG/0 | ,NSWDRNSF492WWG/0, | Manual | 45.26 | 2.48 | 1200
4431337 | Standex Scientific Solutions | Corepoint Scientific | NSWDR492WWS/0 |  | Manual | 45.26 | 2.48 | 1200
2495054 | Standex Scientific Solutions | Corepoint Scientific | NSWDR492WWS/0 | ,NSWDRNSF492WWS/0, | Manual | 45.26 | 2.48 | 1200
4517887 | Standex Scientific Solutions | Corepoint Scientific | PH-CPS-NSF-SSR-25S |  | Manual | 19.25 | 2.57 | 600
4517888 | Standex Scientific Solutions | Corepoint Scientific | PH-CPS-NSF-SSR-25S-LH |  | Manual | 19.25 | 2.57 | 600
2327160 | Standex Scientific Solutions | Corepoint Scientific | PR101WWG/0 | ,CRTPR101WWG/0,; ,PRNSF101WWG/0, | Manual | 9.38 | 2.42 | 600
2327161 | Standex Scientific Solutions | Corepoint Scientific | PR101WWW/0 | ,CRTPR101WWW/0,; ,PRNSF101WWW/0, | Manual | 9.38 | 2.42 | 600
4498821 | Standex Scientific Solutions | Corepoint Scientific | PRNSF101WWG/0 |  | Manual | 9.38 | 2.42 | 600
4498822 | Standex Scientific Solutions | Corepoint Scientific | PRNSF101WWW/0 |  | Manual | 9.38 | 2.42 | 600
4510536 | Standex Scientific Solutions | DAI Scientific Equipment | CRT-DAI-HC-S16G |  | Automatic | 12.59 | 1.25 | 600
2732328 | Standex Scientific Solutions | DAI Scientific Equipment | CRT-DAI-HC-S16G |  | Automatic | 12.59 | 1.25 | 600
2732329 | Standex Scientific Solutions | DAI Scientific Equipment | CRT-DAI-HC-S16S |  | Automatic | 12.59 | 1.25 | 600
4514108 | Standex Scientific Solutions | DAI Scientific Equipment | CRT-DAI-HC-S23G |  | Automatic | 18 | 1.32 | 600
2732433 | Standex Scientific Solutions | DAI Scientific Equipment | CRT-DAI-HC-S23G |  | Automatic | 18 | 1.32 | 600
2732434 | Standex Scientific Solutions | DAI Scientific Equipment | CRT-DAI-HC-S23S |  | Automatic | 18 | 1.32 | 600
3360935 | Standex Scientific Solutions | DAI Scientific Equipment | CRT-DAI-HC-S26G |  | Automatic | 23 | 1.68 | 600
3360936 | Standex Scientific Solutions | DAI Scientific Equipment | CRT-DAI-HC-S26S |  | Automatic | 23 | 1.68 | 600
3354343 | Standex Scientific Solutions | DAI Scientific Equipment | DAI-HC-10G | ,CRT-DAI-HC-10PG,; ,PH-DAI-HC-10PG,; ,PH-DAI-NSF-10PG, | Manual | 9.38 | 2.42 | 600
3354342 | Standex Scientific Solutions | DAI Scientific Equipment | DAI-HC-10S | ,CRT-DAI-HC-10PS,; ,PH-DAI-HC-10PS,; ,PH-DAI-NSF-10PS, | Manual | 9.38 | 2.42 | 600
2732315 | Standex Scientific Solutions | DAI Scientific Equipment | DAI-HC-16S |  | Automatic | 12.59 | 1.25 | 600
2732314 | Standex Scientific Solutions | DAI Scientific Equipment | DAI-HC-16S-TS |  | Automatic | 12.59 | 1.25 | 600
3354337 | Standex Scientific Solutions | DAI Scientific Equipment | DAI-HC-19 | ,DAI-HC-19-LH,; ,DAI-HC-19-TS,; ,DAI-HC-19-TS-LH, | Manual | 16.55 | 2.14 | 600
2732400 | Standex Scientific Solutions | DAI Scientific Equipment | DAI-HC-23S |  | Automatic | 18 | 1.32 | 600
2732399 | Standex Scientific Solutions | DAI Scientific Equipment | DAI-HC-23S-TS |  | Automatic | 18 | 1.32 | 600
4430186 | Standex Scientific Solutions | DAI Scientific Equipment | DAI-HC-26 | ,DAI-HC-26-TS, | Manual | 23.42 | 2.48 | 600
3354336 | Standex Scientific Solutions | DAI Scientific Equipment | DAI-HC-26 | ,DAI-HC-26-TS, | Manual | 23.42 | 2.48 | 600
3360922 | Standex Scientific Solutions | DAI Scientific Equipment | DAI-HC-26S |  | Automatic | 23 | 1.68 | 600
3360921 | Standex Scientific Solutions | DAI Scientific Equipment | DAI-HC-26S-TS |  | Automatic | 23 | 1.68 | 600
4430187 | Standex Scientific Solutions | DAI Scientific Equipment | DAI-HC-47 | ,DAI-HC-47-TS, | Manual | 45.41 | 3.47 | 1200
3354334 | Standex Scientific Solutions | DAI Scientific Equipment | DAI-HC-47 | ,DAI-HC-47-TS, | Manual | 45.41 | 3.47 | 1200
4430188 | Standex Scientific Solutions | DAI Scientific Equipment | DAI-HC-49 | ,DAI-HC-49-TS, | Manual | 44.01 | 3.16 | 1200
3354335 | Standex Scientific Solutions | DAI Scientific Equipment | DAI-HC-49 | ,DAI-HC-49-TS, | Manual | 44.01 | 3.16 | 1200
4430184 | Standex Scientific Solutions | DAI Scientific Equipment | DAI-HC-49S | ,CRT-DAI-HC-S49S,; ,DAI-HC-49S-TS,; ,DAI-HC-SLB-49,; ,PH-DAI-HC-49S,; ,PH-DAI-HC-S49S,; ,PH-DAI-NSF-49S,; ,PH-DAI-NSF-S49S, | Manual | 45.26 | 2.48 | 1200
3354338 | Standex Scientific Solutions | DAI Scientific Equipment | DAI-HC-49S | ,CRT-DAI-HC-S49S,; ,DAI-HC-49S-TS,; ,DAI-HC-SLB-49,; ,PH-DAI-HC-49S,; ,PH-DAI-HC-S49S,; ,PH-DAI-NSF-49S,; ,PH-DAI-NSF-S49S, | Manual | 45.26 | 2.48 | 1200
4430189 | Standex Scientific Solutions | DAI Scientific Equipment | DAI-HC-72 | ,DAI-HC-72-TS, | Manual | 65.84 | 3.71 | 1200
3354333 | Standex Scientific Solutions | DAI Scientific Equipment | DAI-HC-72 | ,DAI-HC-72-TS, | Manual | 65.84 | 3.71 | 1200
4510531 | Standex Scientific Solutions | DAI Scientific Equipment | DAI-HC-CB-16 |  | Automatic | 12.59 | 1.25 | 600
2732319 | Standex Scientific Solutions | DAI Scientific Equipment | DAI-HC-CB-16 |  | Automatic | 12.59 | 1.25 | 600
2732404 | Standex Scientific Solutions | DAI Scientific Equipment | DAI-HC-CB-23 |  | Automatic | 18 | 1.32 | 600
3360926 | Standex Scientific Solutions | DAI Scientific Equipment | DAI-HC-CB-26 |  | Automatic | 23 | 1.68 | 600
4510563 | Standex Scientific Solutions | DAI Scientific Equipment | DAI-HC-CP-16 |  | Automatic | 12.59 | 1.25 | 600
2732318 | Standex Scientific Solutions | DAI Scientific Equipment | DAI-HC-CP-16 |  | Automatic | 12.59 | 1.25 | 600
4510530 | Standex Scientific Solutions | DAI Scientific Equipment | DAI-HC-CP-16-TS |  | Automatic | 12.59 | 1.25 | 600
2732317 | Standex Scientific Solutions | DAI Scientific Equipment | DAI-HC-CP-16-TS |  | Automatic | 12.59 | 1.25 | 600
2732403 | Standex Scientific Solutions | DAI Scientific Equipment | DAI-HC-CP-23 |  | Automatic | 18 | 1.32 | 600
2732402 | Standex Scientific Solutions | DAI Scientific Equipment | DAI-HC-CP-23-TS |  | Automatic | 18 | 1.32 | 600
3360925 | Standex Scientific Solutions | DAI Scientific Equipment | DAI-HC-CP-26 |  | Automatic | 23 | 1.68 | 600
3360924 | Standex Scientific Solutions | DAI Scientific Equipment | DAI-HC-CP-26-TS |  | Automatic | 23 | 1.68 | 600
3417623 | Standex Scientific Solutions | DAI Scientific Equipment | DAI-HC-FRP-14P | ,DAI-HC-ERP-14,; ,DAI-HC-FRP-14,; ,DAI-HC-FRP-14-TS,; ,DAI-HC-RFP-14, | Automatic | 12.57 | 1.1 | 600
3388112 | Standex Scientific Solutions | DAI Scientific Equipment | DAI-HC-FRP-17 | ,DAI-HC-ERP-17,; ,DAI-HC-FRP-17-TS,; ,DAI-HC-FRP-17P,; ,DAI-HC-RFP-17, | Automatic | 18.31 | 1.5 | 600
3417612 | Standex Scientific Solutions | DAI Scientific Equipment | DAI-HC-FRP-20P | ,DAI-HC-ERP-20,; ,DAI-HC-FRP-20,; ,DAI-HC-FRP-20-TS,; ,DAI-HC-RFP-20, | Manual | 19.75 | 1.58 | 600
4510529 | Standex Scientific Solutions | DAI Scientific Equipment | DAI-HC-LB-16 |  | Automatic | 12.59 | 1.25 | 600
2732313 | Standex Scientific Solutions | DAI Scientific Equipment | DAI-HC-LB-16 |  | Automatic | 12.59 | 1.25 | 600
2732398 | Standex Scientific Solutions | DAI Scientific Equipment | DAI-HC-LB-23 |  | Automatic | 18 | 1.32 | 600
3360920 | Standex Scientific Solutions | DAI Scientific Equipment | DAI-HC-LB-26 |  | Automatic | 23 | 1.68 | 600
2732518 | Standex Scientific Solutions | DAI Scientific Equipment | DAI-HC-LP-16 |  | Automatic | 12.59 | 1.25 | 600
2732542 | Standex Scientific Solutions | DAI Scientific Equipment | DAI-HC-LP-16-TS |  | Automatic | 12.59 | 1.25 | 600
2732397 | Standex Scientific Solutions | DAI Scientific Equipment | DAI-HC-LP-23 |  | Automatic | 18 | 1.32 | 600
2732396 | Standex Scientific Solutions | DAI Scientific Equipment | DAI-HC-LP-23-TS |  | Automatic | 18 | 1.32 | 600
3360919 | Standex Scientific Solutions | DAI Scientific Equipment | DAI-HC-LP-26 |  | Automatic | 23 | 1.68 | 600
3360918 | Standex Scientific Solutions | DAI Scientific Equipment | DAI-HC-LP-26-TS |  | Automatic | 23 | 1.68 | 600
4430185 | Standex Scientific Solutions | DAI Scientific Equipment | DAI-HC-LP-49 | ,CRT-DAI-HC-S49G,; ,DAI-HC-CB-49,; ,DAI-HC-CP-49,; ,DAI-HC-CP-49-TS,; ,DAI-HC-LB-49,; ,DAI-HC-LP-49-TS,; ,PH-DAI-HC-49G,; ,PH-DAI-HC-S49G,; ,PH-DAI-NSF-49G,; ,PH-DAI-NSF-S49G, | Manual | 45.26 | 2.48 | 1200
3354339 | Standex Scientific Solutions | DAI Scientific Equipment | DAI-HC-LP-49 | ,CRT-DAI-HC-S49G,; ,DAI-HC-CB-49,; ,DAI-HC-CP-49,; ,DAI-HC-CP-49-TS,; ,DAI-HC-LB-49,; ,DAI-HC-LP-49-TS,; ,PH-DAI-HC-49G,; ,PH-DAI-HC-S49G,; ,PH-DAI-NSF-49G,; ,PH-DAI-NSF-S49G, | Manual | 45.26 | 2.48 | 1200
2732549 | Standex Scientific Solutions | DAI Scientific Equipment | DAI-HC-PL-23 | ,DAI-HC-SPL-23, | Manual | 19.12 | 1.57 | 600
4518238 | Standex Scientific Solutions | DAI Scientific Equipment | DAI-HC-PL-23 |  | Manual | 19.12 | 1.57 | 600
2684042 | Standex Scientific Solutions | DAI Scientific Equipment | DAI-HC-PL-49 | ,DAI-HC-SPL-49, | Automatic | 43.18 | 2.38 | 800
4518248 | Standex Scientific Solutions | DAI Scientific Equipment | DAI-HC-PL-49 |  | Automatic | 43.18 | 2.38 | 800
2732316 | Standex Scientific Solutions | DAI Scientific Equipment | DAI-HC-SLB-16 |  | Automatic | 12.59 | 1.25 | 600
2732401 | Standex Scientific Solutions | DAI Scientific Equipment | DAI-HC-SLB-23 |  | Automatic | 18 | 1.32 | 600
3360923 | Standex Scientific Solutions | DAI Scientific Equipment | DAI-HC-SLB-26 |  | Automatic | 23 | 1.68 | 600
4513969 | Standex Scientific Solutions | DAI Scientific Equipment | DAI-VS-LP-16 |  | Automatic | 11.24 | 1.2 | 600
4513970 | Standex Scientific Solutions | DAI Scientific Equipment | DAI-VS-LP-16-TS |  | Automatic | 11.24 | 1.2 | 600
4515133 | Standex Scientific Solutions | DAI Scientific Equipment | DAI-VS-LP-23 |  | Automatic | 16.87 | 1.47 | 600
4515134 | Standex Scientific Solutions | DAI Scientific Equipment | DAI-VS-LP-23-TS |  | Automatic | 16.87 | 1.47 | 600
4514058 | Standex Scientific Solutions | DAI Scientific Equipment | DAI-VS-LP-26 |  | Automatic | 19.15 | 1.41 | 600
4514059 | Standex Scientific Solutions | DAI Scientific Equipment | DAI-VS-LP-26-TS |  | Automatic | 19.15 | 1.41 | 600
4510475 | Standex Scientific Solutions | DAI Scientific Equipment | DAI-VS-LP-49 |  | Automatic | 42.63 | 2.44 | 800
4510476 | Standex Scientific Solutions | DAI Scientific Equipment | DAI-VS-LP-49-TS |  | Automatic | 42.63 | 2.44 | 800
4513968 | Standex Scientific Solutions | DAI Scientific Equipment | DAI-VS-LS-16 |  | Automatic | 11.24 | 1.2 | 600
4515132 | Standex Scientific Solutions | DAI Scientific Equipment | DAI-VS-LS-23 |  | Automatic | 16.87 | 1.47 | 600
4514057 | Standex Scientific Solutions | DAI Scientific Equipment | DAI-VS-LS-26 |  | Automatic | 19.15 | 1.41 | 600
4510474 | Standex Scientific Solutions | DAI Scientific Equipment | DAI-VS-LS-49 |  | Automatic | 42.63 | 2.44 | 800
4510532 | Standex Scientific Solutions | DAI Scientific Equipment | PH-DAI-HC-16G |  | Automatic | 12.59 | 1.25 | 600
2732320 | Standex Scientific Solutions | DAI Scientific Equipment | PH-DAI-HC-16G |  | Automatic | 12.59 | 1.25 | 600
2732322 | Standex Scientific Solutions | DAI Scientific Equipment | PH-DAI-HC-16S |  | Automatic | 12.59 | 1.25 | 600
2732406 | Standex Scientific Solutions | DAI Scientific Equipment | PH-DAI-HC-23G |  | Automatic | 18 | 1.32 | 600
2732408 | Standex Scientific Solutions | DAI Scientific Equipment | PH-DAI-HC-23S |  | Automatic | 18 | 1.32 | 600
3360927 | Standex Scientific Solutions | DAI Scientific Equipment | PH-DAI-HC-26G |  | Automatic | 23 | 1.68 | 600
3360929 | Standex Scientific Solutions | DAI Scientific Equipment | PH-DAI-HC-26S |  | Automatic | 23 | 1.68 | 600
4510533 | Standex Scientific Solutions | DAI Scientific Equipment | PH-DAI-HC-S16G |  | Automatic | 12.59 | 1.25 | 600
2732321 | Standex Scientific Solutions | DAI Scientific Equipment | PH-DAI-HC-S16G |  | Automatic | 12.59 | 1.25 | 600
2732323 | Standex Scientific Solutions | DAI Scientific Equipment | PH-DAI-HC-S16S |  | Automatic | 12.59 | 1.25 | 600
2732407 | Standex Scientific Solutions | DAI Scientific Equipment | PH-DAI-HC-S23G |  | Automatic | 18 | 1.32 | 600
2732409 | Standex Scientific Solutions | DAI Scientific Equipment | PH-DAI-HC-S23S |  | Automatic | 18 | 1.32 | 600
3360928 | Standex Scientific Solutions | DAI Scientific Equipment | PH-DAI-HC-S26G |  | Automatic | 23 | 1.68 | 600
3360930 | Standex Scientific Solutions | DAI Scientific Equipment | PH-DAI-HC-S26S |  | Automatic | 23 | 1.68 | 600
4510152 | Standex Scientific Solutions | DAI Scientific Equipment | PH-DAI-NSF-10PG |  | Manual | 9.38 | 2.42 | 600
4510151 | Standex Scientific Solutions | DAI Scientific Equipment | PH-DAI-NSF-10PS |  | Manual | 9.38 | 2.42 | 600
4510534 | Standex Scientific Solutions | DAI Scientific Equipment | PH-DAI-NSF-16G |  | Automatic | 12.59 | 1.25 | 600
2732324 | Standex Scientific Solutions | DAI Scientific Equipment | PH-DAI-NSF-16G |  | Automatic | 12.59 | 1.25 | 600
4514168 | Standex Scientific Solutions | DAI Scientific Equipment | PH-DAI-NSF-16S |  | Automatic | 12.59 | 1.25 | 600
2732326 | Standex Scientific Solutions | DAI Scientific Equipment | PH-DAI-NSF-16S |  | Automatic | 12.59 | 1.25 | 600
2732410 | Standex Scientific Solutions | DAI Scientific Equipment | PH-DAI-NSF-23G |  | Automatic | 18 | 1.32 | 600
4514232 | Standex Scientific Solutions | DAI Scientific Equipment | PH-DAI-NSF-23S |  | Automatic | 18 | 1.32 | 600
2732430 | Standex Scientific Solutions | DAI Scientific Equipment | PH-DAI-NSF-23S |  | Automatic | 18 | 1.32 | 600
3360931 | Standex Scientific Solutions | DAI Scientific Equipment | PH-DAI-NSF-26G |  | Automatic | 23 | 1.68 | 600
4514224 | Standex Scientific Solutions | DAI Scientific Equipment | PH-DAI-NSF-26S |  | Automatic | 23 | 1.68 | 600
3360933 | Standex Scientific Solutions | DAI Scientific Equipment | PH-DAI-NSF-26S |  | Automatic | 23 | 1.68 | 600
4510535 | Standex Scientific Solutions | DAI Scientific Equipment | PH-DAI-NSF-S16G |  | Automatic | 12.59 | 1.25 | 600
2732325 | Standex Scientific Solutions | DAI Scientific Equipment | PH-DAI-NSF-S16G |  | Automatic | 12.59 | 1.25 | 600
4514169 | Standex Scientific Solutions | DAI Scientific Equipment | PH-DAI-NSF-S16S |  | Automatic | 12.59 | 1.25 | 600
2732327 | Standex Scientific Solutions | DAI Scientific Equipment | PH-DAI-NSF-S16S |  | Automatic | 12.59 | 1.25 | 600
2732411 | Standex Scientific Solutions | DAI Scientific Equipment | PH-DAI-NSF-S23G |  | Automatic | 18 | 1.32 | 600
4514233 | Standex Scientific Solutions | DAI Scientific Equipment | PH-DAI-NSF-S23S |  | Automatic | 18 | 1.32 | 600
2732431 | Standex Scientific Solutions | DAI Scientific Equipment | PH-DAI-NSF-S23S |  | Automatic | 18 | 1.32 | 600
3360932 | Standex Scientific Solutions | DAI Scientific Equipment | PH-DAI-NSF-S26G |  | Automatic | 23 | 1.68 | 600
4514225 | Standex Scientific Solutions | DAI Scientific Equipment | PH-DAI-NSF-S26S |  | Automatic | 23 | 1.68 | 600
3360934 | Standex Scientific Solutions | DAI Scientific Equipment | PH-DAI-NSF-S26S |  | Automatic | 23 | 1.68 | 600
4513974 | Standex Scientific Solutions | DAI Scientific Equipment | PH-DAI-NVS-16G |  | Automatic | 11.24 | 1.2 | 600
4515138 | Standex Scientific Solutions | DAI Scientific Equipment | PH-DAI-NVS-23G |  | Automatic | 16.87 | 1.47 | 600
4514063 | Standex Scientific Solutions | DAI Scientific Equipment | PH-DAI-NVS-26G |  | Automatic | 19.15 | 1.41 | 600
4510480 | Standex Scientific Solutions | DAI Scientific Equipment | PH-DAI-NVS-49G |  | Automatic | 42.63 | 2.44 | 800
4513973 | Standex Scientific Solutions | DAI Scientific Equipment | PH-DAI-NVS-S16G |  | Automatic | 11.24 | 1.2 | 600
4515137 | Standex Scientific Solutions | DAI Scientific Equipment | PH-DAI-NVS-S23G |  | Automatic | 16.87 | 1.47 | 600
4514062 | Standex Scientific Solutions | DAI Scientific Equipment | PH-DAI-NVS-S26G |  | Automatic | 19.15 | 1.41 | 600
4510479 | Standex Scientific Solutions | DAI Scientific Equipment | PH-DAI-NVS-S49G |  | Automatic | 42.63 | 2.44 | 800
4513972 | Standex Scientific Solutions | DAI Scientific Equipment | PH-DAI-VS-16G |  | Automatic | 11.24 | 1.2 | 600
4515136 | Standex Scientific Solutions | DAI Scientific Equipment | PH-DAI-VS-23G |  | Automatic | 16.87 | 1.47 | 600
4514061 | Standex Scientific Solutions | DAI Scientific Equipment | PH-DAI-VS-26G |  | Automatic | 19.15 | 1.41 | 600
4510478 | Standex Scientific Solutions | DAI Scientific Equipment | PH-DAI-VS-49G |  | Automatic | 42.63 | 2.44 | 800
4513971 | Standex Scientific Solutions | DAI Scientific Equipment | PH-DAI-VS-S16G |  | Automatic | 11.24 | 1.2 | 600
4515135 | Standex Scientific Solutions | DAI Scientific Equipment | PH-DAI-VS-S23G |  | Automatic | 16.87 | 1.47 | 600
4514060 | Standex Scientific Solutions | DAI Scientific Equipment | PH-DAI-VS-S26G |  | Automatic | 19.15 | 1.41 | 600
4510477 | Standex Scientific Solutions | DAI Scientific Equipment | PH-DAI-VS-S49G |  | Automatic | 42.63 | 2.44 | 800
2636152 | Standex Scientific Solutions | Front Range Scientific | CEL-HC-BB-23 | ,CEL-HC-BB-23-CR,; ,CEL-HC-SBB-23,; ,CEL-HC-SBB-23-CR, | Manual | 19.12 | 1.57 | 600
2636131 | Standex Scientific Solutions | Front Range Scientific | CEL-HC-BB-49 | ,CEL-HC-BB-49-CR,; ,CEL-HC-SBB-49,; ,CEL-HC-SBB-49-CR, | Automatic | 43.18 | 2.38 | 800
2732544 | Standex Scientific Solutions | Front Range Scientific | LRP-HC-PL-23 | ,LRP-HC-SPL-23, | Manual | 19.12 | 1.57 | 600
2684038 | Standex Scientific Solutions | Front Range Scientific | LRP-HC-PL-49 | ,LRP-HC-SPL-49, | Automatic | 43.18 | 2.38 | 800
2330711 | Standex Scientific Solutions | Horizon Scientific | HS-HC-CHR-R-19-G-P |  | Manual | 16.55 | 2.14 | 600
2330712 | Standex Scientific Solutions | Horizon Scientific | HS-HC-CHR-R-19-G-TS |  | Manual | 16.55 | 2.14 | 600
2330757 | Standex Scientific Solutions | Horizon Scientific | HS-HC-CHR-R-26-G-P |  | Manual | 23.42 | 2.48 | 600
2330745 | Standex Scientific Solutions | Horizon Scientific | HS-HC-CHR-R-26-G-TS |  | Manual | 23.42 | 2.48 | 600
2330766 | Standex Scientific Solutions | Horizon Scientific | HS-HC-CHR-R-47-G-P |  | Manual | 45.41 | 3.47 | 1200
2330767 | Standex Scientific Solutions | Horizon Scientific | HS-HC-CHR-R-47-G-TS |  | Manual | 45.41 | 3.47 | 1200
2330794 | Standex Scientific Solutions | Horizon Scientific | HS-HC-CHR-R-49-G-P |  | Manual | 44.01 | 3.16 | 1200
2330795 | Standex Scientific Solutions | Horizon Scientific | HS-HC-CHR-R-49-G-TS |  | Manual | 44.01 | 3.16 | 1200
2330814 | Standex Scientific Solutions | Horizon Scientific | HS-HC-CHR-R-72-G-P |  | Manual | 65.84 | 3.71 | 1200
2330815 | Standex Scientific Solutions | Horizon Scientific | HS-HC-CHR-R-72-G-TS |  | Manual | 65.84 | 3.71 | 1200
2327149 | Standex Scientific Solutions | Horizon Scientific | HS-HC-LAB-R-10.5-G-P |  | Manual | 9.38 | 2.42 | 600
2322981 | Standex Scientific Solutions | Horizon Scientific | HS-HC-LAB-R-10.5-S-P | HS-HC-LAB-R-10.5-G-P,HS-HC-LAB-R-10.5-G-P, | Manual | 9.38 | 2.42 | 600
2330713 | Standex Scientific Solutions | Horizon Scientific | HS-HC-LAB-R-19-G-P |  | Manual | 16.55 | 2.14 | 600
2330714 | Standex Scientific Solutions | Horizon Scientific | HS-HC-LAB-R-19-G-P-LH |  | Manual | 16.55 | 2.14 | 600
2330715 | Standex Scientific Solutions | Horizon Scientific | HS-HC-LAB-R-19-G-TS |  | Manual | 16.55 | 2.14 | 600
2330716 | Standex Scientific Solutions | Horizon Scientific | HS-HC-LAB-R-19-G-TS-LH |  | Manual | 16.55 | 2.14 | 600
4512716 | Standex Scientific Solutions | Horizon Scientific | HS-HC-LAB-R-26-G-B-IM |  | Automatic | 23 | 1.68 | 600
4510021 | Standex Scientific Solutions | Horizon Scientific | HS-HC-LAB-R-26-G-B-IM |  | Automatic | 23 | 1.68 | 600
3360984 | Standex Scientific Solutions | Horizon Scientific | HS-HC-LAB-R-26-G-B-IM |  | Automatic | 23 | 1.68 | 600
3360944 | Standex Scientific Solutions | Horizon Scientific | HS-HC-LAB-R-26-G-B-IM |  | Automatic | 23 | 1.68 | 600
3360908 | Standex Scientific Solutions | Horizon Scientific | HS-HC-LAB-R-26-G-B-IM |  | Automatic | 23 | 1.68 | 600
2331887 | Standex Scientific Solutions | Horizon Scientific | HS-HC-LAB-R-26-G-B-IM |  | Automatic | 23 | 1.68 | 600
2330746 | Standex Scientific Solutions | Horizon Scientific | HS-HC-LAB-R-26-G-P |  | Manual | 23.42 | 2.48 | 600
2330747 | Standex Scientific Solutions | Horizon Scientific | HS-HC-LAB-R-26-G-TS |  | Manual | 23.42 | 2.48 | 600
2330768 | Standex Scientific Solutions | Horizon Scientific | HS-HC-LAB-R-47-G-P |  | Manual | 45.41 | 3.47 | 1200
2330769 | Standex Scientific Solutions | Horizon Scientific | HS-HC-LAB-R-47-G-TS |  | Manual | 45.41 | 3.47 | 1200
2330796 | Standex Scientific Solutions | Horizon Scientific | HS-HC-LAB-R-49-G-P |  | Manual | 44.01 | 3.16 | 1200
2330797 | Standex Scientific Solutions | Horizon Scientific | HS-HC-LAB-R-49-G-TS |  | Manual | 44.01 | 3.16 | 1200
2330816 | Standex Scientific Solutions | Horizon Scientific | HS-HC-LAB-R-72-G-P |  | Manual | 65.84 | 3.71 | 1200
2330818 | Standex Scientific Solutions | Horizon Scientific | HS-HC-LAB-R-72-G-TS |  | Manual | 65.84 | 3.71 | 1200
4515124 | Standex Scientific Solutions | Horizon Scientific | HS-VS-LAB-R-23-G-B-IM |  | Automatic | 16.87 | 1.47 | 600
4514049 | Standex Scientific Solutions | Horizon Scientific | HS-VS-LAB-R-26-G-B-IM |  | Automatic | 19.15 | 1.41 | 600
2732543 | Standex Scientific Solutions | Horizon Scientific Inc. | ABT-HC-PL-23 | ,ABT-HC-SPL-23, | Manual | 19.12 | 1.57 | 600
2636151 | Standex Scientific Solutions | Horizon Scientific Inc. | ABT-HC-PL-23 | ,ABT-HC-SPL-23, | Manual | 19.12 | 1.57 | 600
2636130 | Standex Scientific Solutions | Horizon Scientific Inc. | ABT-HC-PL-49 | ,ABT-HC-SPL-49, | Automatic | 43.18 | 2.38 | 800
2732501 | Standex Scientific Solutions | Lab Research Products | CRT-LRP-HC-S16G |  | Automatic | 12.59 | 1.25 | 600
2732502 | Standex Scientific Solutions | Lab Research Products | CRT-LRP-HC-S16S |  | Automatic | 12.59 | 1.25 | 600
2732374 | Standex Scientific Solutions | Lab Research Products | CRT-LRP-HC-S23G |  | Automatic | 18 | 1.32 | 600
2732376 | Standex Scientific Solutions | Lab Research Products | CRT-LRP-HC-S23S |  | Automatic | 18 | 1.32 | 600
3360952 | Standex Scientific Solutions | Lab Research Products | CRT-LRP-HC-S26G |  | Automatic | 23 | 1.68 | 600
3360953 | Standex Scientific Solutions | Lab Research Products | CRT-LRP-HC-S26S |  | Automatic | 23 | 1.68 | 600
4510466 | Standex Scientific Solutions | Lab Research Products | HS-VS-LAB-R-49-G-B-IM |  | Automatic | 42.63 | 2.44 | 800
2327154 | Standex Scientific Solutions | Lab Research Products | LRP-HC-10G | ,CRT-LRP-HC-10PG,; ,PH-LRP-HC-10PG,; ,PH-LRP-NSF-10PG, | Manual | 9.38 | 2.42 | 600
2327155 | Standex Scientific Solutions | Lab Research Products | LRP-HC-10S | ,CRT-LRP-HC-10PS,; ,PH-LRP-HC-10PS,; ,PH-LRP-NSF-10PS, | Manual | 9.38 | 2.42 | 600
2732688 | Standex Scientific Solutions | Lab Research Products | LRP-HC-16S |  | Automatic | 12.59 | 1.25 | 600
2732533 | Standex Scientific Solutions | Lab Research Products | LRP-HC-16S-TS |  | Automatic | 12.59 | 1.25 | 600
4510528 | Standex Scientific Solutions | Lab Research Products | LRP-HC-16-TS-ETL |  | Automatic | 12.59 | 1.25 | 600
2732488 | Standex Scientific Solutions | Lab Research Products | LRP-HC-16-TS-ETL |  | Automatic | 12.59 | 1.25 | 600
2732459 | Standex Scientific Solutions | Lab Research Products | LRP-HC-16-TS-ETL |  | Automatic | 12.59 | 1.25 | 600
2732312 | Standex Scientific Solutions | Lab Research Products | LRP-HC-16-TS-ETL |  | Automatic | 12.59 | 1.25 | 600
2362243 | Standex Scientific Solutions | Lab Research Products | LRP-HC-16-TS-ETL |  | Automatic | 12.59 | 1.25 | 600
2330723 | Standex Scientific Solutions | Lab Research Products | LRP-HC-19 | ,LRP-HC-19-LH,; ,LRP-HC-19-TS,; ,LRP-HC-19-TS-LH, | Manual | 16.55 | 2.14 | 600
2732361 | Standex Scientific Solutions | Lab Research Products | LRP-HC-23S |  | Automatic | 18 | 1.32 | 600
2732360 | Standex Scientific Solutions | Lab Research Products | LRP-HC-23S-TS |  | Automatic | 18 | 1.32 | 600
4514102 | Standex Scientific Solutions | Lab Research Products | LRP-HC-23-TS-ETL |  | Automatic | 18 | 1.32 | 600
2732429 | Standex Scientific Solutions | Lab Research Products | LRP-HC-23-TS-ETL |  | Automatic | 18 | 1.32 | 600
2732375 | Standex Scientific Solutions | Lab Research Products | LRP-HC-23-TS-ETL |  | Automatic | 18 | 1.32 | 600
2732339 | Standex Scientific Solutions | Lab Research Products | LRP-HC-23-TS-ETL |  | Automatic | 18 | 1.32 | 600
2362428 | Standex Scientific Solutions | Lab Research Products | LRP-HC-23-TS-ETL |  | Automatic | 18 | 1.32 | 600
4439095 | Standex Scientific Solutions | Lab Research Products | LRP-HC-26 | ,LRP-HC-26-TS, | Manual | 23.42 | 2.48 | 600
2330752 | Standex Scientific Solutions | Lab Research Products | LRP-HC-26 | ,LRP-HC-26-TS, | Manual | 23.42 | 2.48 | 600
2668595 | Standex Scientific Solutions | Lab Research Products | LRP-HC-26S |  | Automatic | 23 | 1.68 | 600
2668594 | Standex Scientific Solutions | Lab Research Products | LRP-HC-26S-TS |  | Automatic | 23 | 1.68 | 600
4439096 | Standex Scientific Solutions | Lab Research Products | LRP-HC-47 | ,LRP-HC-47-TS, | Manual | 45.41 | 3.47 | 1200
2330774 | Standex Scientific Solutions | Lab Research Products | LRP-HC-47 | ,LRP-HC-47-TS, | Manual | 45.41 | 3.47 | 1200
4439097 | Standex Scientific Solutions | Lab Research Products | LRP-HC-49 | ,LRP-HC-49-TS, | Manual | 44.01 | 3.16 | 1200
2330802 | Standex Scientific Solutions | Lab Research Products | LRP-HC-49 | ,LRP-HC-49-TS, | Manual | 44.01 | 3.16 | 1200
4439093 | Standex Scientific Solutions | Lab Research Products | LRP-HC-49S | ,CRT-LRP-HC-S49S,; ,LRP-HC-49S-TS,; ,LRP-HC-SLB-49,; ,PH-LRP-HC-49S,; ,PH-LRP-HC-S49S,; ,PH-LRP-NSF-49S,; ,PH-LRP-NSF-S49S, | Manual | 45.26 | 2.48 | 1200
2518382 | Standex Scientific Solutions | Lab Research Products | LRP-HC-49S | ,CRT-LRP-HC-S49S,; ,LRP-HC-49S-TS,; ,LRP-HC-SLB-49,; ,PH-LRP-HC-49S,; ,PH-LRP-HC-S49S,; ,PH-LRP-NSF-49S,; ,PH-LRP-NSF-S49S, | Manual | 45.26 | 2.48 | 1200
4439098 | Standex Scientific Solutions | Lab Research Products | LRP-HC-72 | ,LRP-HC-72-TS, | Manual | 65.84 | 3.71 | 1200
2330822 | Standex Scientific Solutions | Lab Research Products | LRP-HC-72 | ,LRP-HC-72-TS, | Manual | 65.84 | 3.71 | 1200
2732492 | Standex Scientific Solutions | Lab Research Products | LRP-HC-CB-16 |  | Automatic | 12.59 | 1.25 | 600
2732365 | Standex Scientific Solutions | Lab Research Products | LRP-HC-CB-23 |  | Automatic | 18 | 1.32 | 600
4510039 | Standex Scientific Solutions | Lab Research Products | LRP-HC-CB-26 |  | Automatic | 23 | 1.68 | 600
2668599 | Standex Scientific Solutions | Lab Research Products | LRP-HC-CB-26 |  | Automatic | 23 | 1.68 | 600
2732491 | Standex Scientific Solutions | Lab Research Products | LRP-HC-CP-16 |  | Automatic | 12.59 | 1.25 | 600
2732490 | Standex Scientific Solutions | Lab Research Products | LRP-HC-CP-16-TS |  | Automatic | 12.59 | 1.25 | 600
2732364 | Standex Scientific Solutions | Lab Research Products | LRP-HC-CP-23 |  | Automatic | 18 | 1.32 | 600
2732363 | Standex Scientific Solutions | Lab Research Products | LRP-HC-CP-23-TS |  | Automatic | 18 | 1.32 | 600
4510038 | Standex Scientific Solutions | Lab Research Products | LRP-HC-CP-26 |  | Automatic | 23 | 1.68 | 600
2668598 | Standex Scientific Solutions | Lab Research Products | LRP-HC-CP-26 |  | Automatic | 23 | 1.68 | 600
4510037 | Standex Scientific Solutions | Lab Research Products | LRP-HC-CP-26-TS |  | Automatic | 23 | 1.68 | 600
2668597 | Standex Scientific Solutions | Lab Research Products | LRP-HC-CP-26-TS |  | Automatic | 23 | 1.68 | 600
3417618 | Standex Scientific Solutions | Lab Research Products | LRP-HC-FRP-14P | ,LRP-HC-ERP-14,; ,LRP-HC-FRP-14,; ,LRP-HC-RFP-14, | Automatic | 12.57 | 1.1 | 600
3388107 | Standex Scientific Solutions | Lab Research Products | LRP-HC-FRP-17 | ,LRP-HC-ERP-17,; ,LRP-HC-FRP-17P,; ,LRP-HC-RFP-17, | Automatic | 18.31 | 1.5 | 600
3417607 | Standex Scientific Solutions | Lab Research Products | LRP-HC-FRP-20P | ,LRP-HC-ERP-20,; ,LRP-HC-FRP-20,; ,LRP-HC-RFP-20, | Manual | 19.75 | 1.58 | 600
2732532 | Standex Scientific Solutions | Lab Research Products | LRP-HC-LB-16 |  | Automatic | 12.59 | 1.25 | 600
2732359 | Standex Scientific Solutions | Lab Research Products | LRP-HC-LB-23 |  | Automatic | 18 | 1.32 | 600
4510023 | Standex Scientific Solutions | Lab Research Products | LRP-HC-LB-26 |  | Automatic | 23 | 1.68 | 600
2331889 | Standex Scientific Solutions | Lab Research Products | LRP-HC-LB-26 |  | Automatic | 23 | 1.68 | 600
2732531 | Standex Scientific Solutions | Lab Research Products | LRP-HC-LP-16 |  | Automatic | 12.59 | 1.25 | 600
2732530 | Standex Scientific Solutions | Lab Research Products | LRP-HC-LP-16-TS |  | Automatic | 12.59 | 1.25 | 600
2732358 | Standex Scientific Solutions | Lab Research Products | LRP-HC-LP-23 |  | Automatic | 18 | 1.32 | 600
2732357 | Standex Scientific Solutions | Lab Research Products | LRP-HC-LP-23-TS |  | Automatic | 18 | 1.32 | 600
4510036 | Standex Scientific Solutions | Lab Research Products | LRP-HC-LP-26 |  | Automatic | 23 | 1.68 | 600
2668593 | Standex Scientific Solutions | Lab Research Products | LRP-HC-LP-26 |  | Automatic | 23 | 1.68 | 600
4510035 | Standex Scientific Solutions | Lab Research Products | LRP-HC-LP-26-TS |  | Automatic | 23 | 1.68 | 600
2668589 | Standex Scientific Solutions | Lab Research Products | LRP-HC-LP-26-TS |  | Automatic | 23 | 1.68 | 600
4439094 | Standex Scientific Solutions | Lab Research Products | LRP-HC-LP-49 | ,CRT-LRP-HC-S49G,; ,LRP-HC-CB-49,; ,LRP-HC-CP-49,; ,LRP-HC-CP-49-TS,; ,LRP-HC-LB-49,; ,LRP-HC-LP-49-TS,; ,PH-LRP-HC-49G,; ,PH-LRP-HC-S49G,; ,PH-LRP-NSF-49G,; ,PH-LRP-NSF-S49G, | Manual | 45.26 | 2.48 | 1200
2518372 | Standex Scientific Solutions | Lab Research Products | LRP-HC-LP-49 | ,CRT-LRP-HC-S49G,; ,LRP-HC-CB-49,; ,LRP-HC-CP-49,; ,LRP-HC-CP-49-TS,; ,LRP-HC-LB-49,; ,LRP-HC-LP-49-TS,; ,PH-LRP-HC-49G,; ,PH-LRP-HC-S49G,; ,PH-LRP-NSF-49G,; ,PH-LRP-NSF-S49G, | Manual | 45.26 | 2.48 | 1200
4518235 | Standex Scientific Solutions | Lab Research Products | LRP-HC-PL-23 |  | Manual | 19.12 | 1.57 | 600
4518244 | Standex Scientific Solutions | Lab Research Products | LRP-HC-PL-49 |  | Automatic | 43.18 | 2.38 | 800
2732489 | Standex Scientific Solutions | Lab Research Products | LRP-HC-SLB-16 |  | Automatic | 12.59 | 1.25 | 600
2732362 | Standex Scientific Solutions | Lab Research Products | LRP-HC-SLB-23 |  | Automatic | 18 | 1.32 | 600
2668596 | Standex Scientific Solutions | Lab Research Products | LRP-HC-SLB-26 |  | Automatic | 23 | 1.68 | 600
4517881 | Standex Scientific Solutions | Lab Research Products | LRP-HC-SSR-25S |  | Manual | 19.25 | 2.57 | 600
4517882 | Standex Scientific Solutions | Lab Research Products | LRP-HC-SSR-25S-LH |  | Manual | 19.25 | 2.57 | 600
4513976 | Standex Scientific Solutions | Lab Research Products | LRP-VS-LP-16 |  | Automatic | 11.24 | 1.2 | 600
4513977 | Standex Scientific Solutions | Lab Research Products | LRP-VS-LP-16-TS |  | Automatic | 11.24 | 1.2 | 600
4515140 | Standex Scientific Solutions | Lab Research Products | LRP-VS-LP-23 |  | Automatic | 16.87 | 1.47 | 600
4515141 | Standex Scientific Solutions | Lab Research Products | LRP-VS-LP-23-TS |  | Automatic | 16.87 | 1.47 | 600
4514065 | Standex Scientific Solutions | Lab Research Products | LRP-VS-LP-26 |  | Automatic | 19.15 | 1.41 | 600
4514066 | Standex Scientific Solutions | Lab Research Products | LRP-VS-LP-26-TS |  | Automatic | 19.15 | 1.41 | 600
4513975 | Standex Scientific Solutions | Lab Research Products | LRP-VS-LS-16 |  | Automatic | 11.24 | 1.2 | 600
4515139 | Standex Scientific Solutions | Lab Research Products | LRP-VS-LS-23 |  | Automatic | 16.87 | 1.47 | 600
4514064 | Standex Scientific Solutions | Lab Research Products | LRP-VS-LS-26 |  | Automatic | 19.15 | 1.41 | 600
4510006 | Standex Scientific Solutions | Lab Research Products | NSWDR261WWG/0 |  | Automatic | 23 | 1.68 | 600
4510005 | Standex Scientific Solutions | Lab Research Products | PH-ABT-26G-MCKCA |  | Automatic | 23 | 1.68 | 600
2732493 | Standex Scientific Solutions | Lab Research Products | PH-LRP-HC-16G |  | Automatic | 12.59 | 1.25 | 600
2732495 | Standex Scientific Solutions | Lab Research Products | PH-LRP-HC-16S |  | Automatic | 12.59 | 1.25 | 600
2732366 | Standex Scientific Solutions | Lab Research Products | PH-LRP-HC-23G |  | Automatic | 18 | 1.32 | 600
2732368 | Standex Scientific Solutions | Lab Research Products | PH-LRP-HC-23S |  | Automatic | 18 | 1.32 | 600
4510040 | Standex Scientific Solutions | Lab Research Products | PH-LRP-HC-26G |  | Automatic | 23 | 1.68 | 600
2668600 | Standex Scientific Solutions | Lab Research Products | PH-LRP-HC-26G |  | Automatic | 23 | 1.68 | 600
2668602 | Standex Scientific Solutions | Lab Research Products | PH-LRP-HC-26S |  | Automatic | 23 | 1.68 | 600
2732494 | Standex Scientific Solutions | Lab Research Products | PH-LRP-HC-S16G |  | Automatic | 12.59 | 1.25 | 600
2732496 | Standex Scientific Solutions | Lab Research Products | PH-LRP-HC-S16S |  | Automatic | 12.59 | 1.25 | 600
2732367 | Standex Scientific Solutions | Lab Research Products | PH-LRP-HC-S23G |  | Automatic | 18 | 1.32 | 600
2732369 | Standex Scientific Solutions | Lab Research Products | PH-LRP-HC-S23S |  | Automatic | 18 | 1.32 | 600
4510041 | Standex Scientific Solutions | Lab Research Products | PH-LRP-HC-S26G |  | Automatic | 23 | 1.68 | 600
2668601 | Standex Scientific Solutions | Lab Research Products | PH-LRP-HC-S26G |  | Automatic | 23 | 1.68 | 600
2668603 | Standex Scientific Solutions | Lab Research Products | PH-LRP-HC-S26S |  | Automatic | 23 | 1.68 | 600
4510177 | Standex Scientific Solutions | Lab Research Products | PH-LRP-NSF-10PG |  | Manual | 9.38 | 2.42 | 600
4510176 | Standex Scientific Solutions | Lab Research Products | PH-LRP-NSF-10PS |  | Manual | 9.38 | 2.42 | 600
2732497 | Standex Scientific Solutions | Lab Research Products | PH-LRP-NSF-16G |  | Automatic | 12.59 | 1.25 | 600
4514174 | Standex Scientific Solutions | Lab Research Products | PH-LRP-NSF-16S |  | Automatic | 12.59 | 1.25 | 600
2732499 | Standex Scientific Solutions | Lab Research Products | PH-LRP-NSF-16S |  | Automatic | 12.59 | 1.25 | 600
2732370 | Standex Scientific Solutions | Lab Research Products | PH-LRP-NSF-23G |  | Automatic | 18 | 1.32 | 600
4514238 | Standex Scientific Solutions | Lab Research Products | PH-LRP-NSF-23S |  | Automatic | 18 | 1.32 | 600
2732372 | Standex Scientific Solutions | Lab Research Products | PH-LRP-NSF-23S |  | Automatic | 18 | 1.32 | 600
4510042 | Standex Scientific Solutions | Lab Research Products | PH-LRP-NSF-26G |  | Automatic | 23 | 1.68 | 600
2668604 | Standex Scientific Solutions | Lab Research Products | PH-LRP-NSF-26G |  | Automatic | 23 | 1.68 | 600
4514221 | Standex Scientific Solutions | Lab Research Products | PH-LRP-NSF-26S |  | Automatic | 23 | 1.68 | 600
3360946 | Standex Scientific Solutions | Lab Research Products | PH-LRP-NSF-26S |  | Automatic | 23 | 1.68 | 600
2732498 | Standex Scientific Solutions | Lab Research Products | PH-LRP-NSF-S16G |  | Automatic | 12.59 | 1.25 | 600
4514175 | Standex Scientific Solutions | Lab Research Products | PH-LRP-NSF-S16S |  | Automatic | 12.59 | 1.25 | 600
2732500 | Standex Scientific Solutions | Lab Research Products | PH-LRP-NSF-S16S |  | Automatic | 12.59 | 1.25 | 600
2732371 | Standex Scientific Solutions | Lab Research Products | PH-LRP-NSF-S23G |  | Automatic | 18 | 1.32 | 600
4514239 | Standex Scientific Solutions | Lab Research Products | PH-LRP-NSF-S23S |  | Automatic | 18 | 1.32 | 600
2732373 | Standex Scientific Solutions | Lab Research Products | PH-LRP-NSF-S23S |  | Automatic | 18 | 1.32 | 600
3360945 | Standex Scientific Solutions | Lab Research Products | PH-LRP-NSF-S26G |  | Automatic | 23 | 1.68 | 600
4514222 | Standex Scientific Solutions | Lab Research Products | PH-LRP-NSF-S26S |  | Automatic | 23 | 1.68 | 600
3360951 | Standex Scientific Solutions | Lab Research Products | PH-LRP-NSF-S26S |  | Automatic | 23 | 1.68 | 600
4517883 | Standex Scientific Solutions | Lab Research Products | PH-LRP-NSF-SSR-25S |  | Manual | 19.25 | 2.57 | 600
4517884 | Standex Scientific Solutions | Lab Research Products | PH-LRP-NSF-SSR-25S-LH |  | Manual | 19.25 | 2.57 | 600
4513980 | Standex Scientific Solutions | Lab Research Products | PH-LRP-NVS-16G |  | Automatic | 11.24 | 1.2 | 600
4515145 | Standex Scientific Solutions | Lab Research Products | PH-LRP-NVS-23G |  | Automatic | 16.87 | 1.47 | 600
4514070 | Standex Scientific Solutions | Lab Research Products | PH-LRP-NVS-26G |  | Automatic | 19.15 | 1.41 | 600
4513979 | Standex Scientific Solutions | Lab Research Products | PH-LRP-NVS-S16G |  | Automatic | 11.24 | 1.2 | 600
4515144 | Standex Scientific Solutions | Lab Research Products | PH-LRP-NVS-S23G |  | Automatic | 16.87 | 1.47 | 600
4514069 | Standex Scientific Solutions | Lab Research Products | PH-LRP-NVS-S26G |  | Automatic | 19.15 | 1.41 | 600
4513978 | Standex Scientific Solutions | Lab Research Products | PH-LRP-VS-16G |  | Automatic | 11.24 | 1.2 | 600
4515143 | Standex Scientific Solutions | Lab Research Products | PH-LRP-VS-23G |  | Automatic | 16.87 | 1.47 | 600
4514068 | Standex Scientific Solutions | Lab Research Products | PH-LRP-VS-26G |  | Automatic | 19.15 | 1.41 | 600
4513993 | Standex Scientific Solutions | Lab Research Products | PH-LRP-VS-S16G |  | Automatic | 11.24 | 1.2 | 600
4515142 | Standex Scientific Solutions | Lab Research Products | PH-LRP-VS-S23G |  | Automatic | 16.87 | 1.47 | 600
4514067 | Standex Scientific Solutions | Lab Research Products | PH-LRP-VS-S26G |  | Automatic | 19.15 | 1.41 | 600
2330717 | Standex Scientific Solutions | LabRepCo, LLC | LHE-19-HG |  | Manual | 16.55 | 2.14 | 600
2330718 | Standex Scientific Solutions | LabRepCo, LLC | LHE-19-HG-L |  | Manual | 16.55 | 2.14 | 600
2330721 | Standex Scientific Solutions | LabRepCo, LLC | LHT-19-HG-L |  | Manual | 16.55 | 2.14 | 600
2331890 | Standex Scientific Solutions | LabRepCo, LLC | LHU-26-HG |  | Automatic | 23 | 1.68 | 600
4510024 | Standex Scientific Solutions | Nor-Lake Scientific | NSWD261WWG/0 |  | Automatic | 23 | 1.68 | 600
2331891 | Standex Scientific Solutions | Nor-Lake Scientific | NSWD261WWG/0 |  | Automatic | 23 | 1.68 | 600
2732475 | Standex Scientific Solutions | Nor-Lake Scientific | NSWDR161WWG/0 |  | Automatic | 12.59 | 1.25 | 600
2732476 | Standex Scientific Solutions | Nor-Lake Scientific | NSWDR161WWS/0 |  | Automatic | 12.59 | 1.25 | 600
4514116 | Standex Scientific Solutions | Nor-Lake Scientific | NSWDR231WWG/0 |  | Automatic | 18 | 1.32 | 600
2732445 | Standex Scientific Solutions | Nor-Lake Scientific | NSWDR231WWG/0 |  | Automatic | 18 | 1.32 | 600
2732446 | Standex Scientific Solutions | Nor-Lake Scientific | NSWDR231WWS/0 |  | Automatic | 18 | 1.32 | 600
3360954 | Standex Scientific Solutions | Nor-Lake Scientific | NSWDR261WWS/0 |  | Automatic | 23 | 1.68 | 600
2732477 | Standex Scientific Solutions | Nor-Lake Scientific | NSWDRNSF161WWG/0 |  | Automatic | 12.59 | 1.25 | 600
2732478 | Standex Scientific Solutions | Nor-Lake Scientific | NSWDRNSF161WWS/0 |  | Automatic | 12.59 | 1.25 | 600
2732447 | Standex Scientific Solutions | Nor-Lake Scientific | NSWDRNSF231WWG/0 |  | Automatic | 18 | 1.32 | 600
2732448 | Standex Scientific Solutions | Nor-Lake Scientific | NSWDRNSF231WWS/0 |  | Automatic | 18 | 1.32 | 600
3360955 | Standex Scientific Solutions | Nor-Lake Scientific | NSWDRNSF261WWG/0 |  | Automatic | 23 | 1.68 | 600
3360956 | Standex Scientific Solutions | Nor-Lake Scientific | NSWDRNSF261WWS/0 |  | Automatic | 23 | 1.68 | 600
3354483 | Standex Scientific Solutions | VWR International | HCLP-10G | ,NSFHCLP-10G, | Manual | 9.38 | 2.42 | 600
3354480 | Standex Scientific Solutions | VWR International | HCLP-10S | ,NSFHCLP-10S, | Manual | 9.38 | 2.42 | 600
3354477 | Standex Scientific Solutions | VWR International | HCLS-19 | ,HCLP-19-TS,; ,HCLP-19-TS-LH,; ,HCLS-19-LH, | Manual | 16.55 | 2.14 | 600
3354474 | Standex Scientific Solutions | VWR International | HCLS-26 | ,HCLP-26-TS, | Manual | 23.42 | 2.48 | 600
3354471 | Standex Scientific Solutions | VWR International | HCLS-49 | ,HCLP-49-TS, | Manual | 44.01 | 3.16 | 1200
4510193 | Standex Scientific Solutions | VWR International | NSFHCLP-10G |  | Manual | 9.38 | 2.42 | 600
4510192 | Standex Scientific Solutions | VWR International | NSFHCLP-10S |  | Manual | 9.38 | 2.42 | 600
3354481 | Standex Scientific Solutions | VWR International | VWR-HC-10PG |  | Manual | 9.38 | 2.42 | 600
3354482 | Standex Scientific Solutions | VWR International | VWR-HC-10PS |  | Manual | 9.38 | 2.42 | 600
2732334 | Standex Scientific Solutions | VWR International | VWR-HC-16S |  | Automatic | 12.59 | 1.25 | 600
2732333 | Standex Scientific Solutions | VWR International | VWR-HC-16S-TS |  | Automatic | 12.59 | 1.25 | 600
3354472 | Standex Scientific Solutions | VWR International | VWR-HC-19 | ,VWR-HC-19-TS, | Manual | 16.55 | 2.14 | 600
2732439 | Standex Scientific Solutions | VWR International | VWR-HC-23S |  | Automatic | 18 | 1.32 | 600
2732438 | Standex Scientific Solutions | VWR International | VWR-HC-23S-TS |  | Automatic | 18 | 1.32 | 600
4439108 | Standex Scientific Solutions | VWR International | VWR-HC-26 | ,VWR-HC-26-TS, | Manual | 23.42 | 2.48 | 600
3354473 | Standex Scientific Solutions | VWR International | VWR-HC-26 | ,VWR-HC-26-TS, | Manual | 23.42 | 2.48 | 600
3360941 | Standex Scientific Solutions | VWR International | VWR-HC-26S |  | Automatic | 23 | 1.68 | 600
3360940 | Standex Scientific Solutions | VWR International | VWR-HC-26S-TS |  | Automatic | 23 | 1.68 | 600
4439109 | Standex Scientific Solutions | VWR International | VWR-HC-49 | ,VWR-HC-49-TS, | Manual | 44.01 | 3.16 | 1200
4439107 | Standex Scientific Solutions | VWR International | VWR-HC-49S | ,VWR-HC-49S-TS,; ,VWR-HC-SLS-49, | Manual | 45.26 | 2.48 | 1200
3354475 | Standex Scientific Solutions | VWR International | VWR-HC-49S | ,VWR-HC-49S-TS,; ,VWR-HC-SLS-49, | Manual | 45.26 | 2.48 | 1200
4439110 | Standex Scientific Solutions | VWR International | VWR-HC-72 | ,VWR-HC-72-TS, | Manual | 65.84 | 3.71 | 1200
4510566 | Standex Scientific Solutions | VWR International | VWR-HCCP-16 |  | Automatic | 12.59 | 1.25 | 600
2732337 | Standex Scientific Solutions | VWR International | VWR-HCCP-16 |  | Automatic | 12.59 | 1.25 | 600
4510565 | Standex Scientific Solutions | VWR International | VWR-HCCP-16-TS |  | Automatic | 12.59 | 1.25 | 600
2732336 | Standex Scientific Solutions | VWR International | VWR-HCCP-16-TS |  | Automatic | 12.59 | 1.25 | 600
4514114 | Standex Scientific Solutions | VWR International | VWR-HCCP-23 |  | Automatic | 18 | 1.32 | 600
2732443 | Standex Scientific Solutions | VWR International | VWR-HCCP-23 |  | Automatic | 18 | 1.32 | 600
4514113 | Standex Scientific Solutions | VWR International | VWR-HCCP-23-TS |  | Automatic | 18 | 1.32 | 600
2732441 | Standex Scientific Solutions | VWR International | VWR-HCCP-23-TS |  | Automatic | 18 | 1.32 | 600
3360986 | Standex Scientific Solutions | VWR International | VWR-HCCP-26 |  | Automatic | 23 | 1.68 | 600
3360943 | Standex Scientific Solutions | VWR International | VWR-HCCP-26-TS |  | Automatic | 23 | 1.68 | 600
4510539 | Standex Scientific Solutions | VWR International | VWR-HCCS-16 |  | Automatic | 12.59 | 1.25 | 600
2732338 | Standex Scientific Solutions | VWR International | VWR-HCCS-16 |  | Automatic | 12.59 | 1.25 | 600
4514115 | Standex Scientific Solutions | VWR International | VWR-HCCS-23 |  | Automatic | 18 | 1.32 | 600
2732444 | Standex Scientific Solutions | VWR International | VWR-HCCS-23 |  | Automatic | 18 | 1.32 | 600
3360988 | Standex Scientific Solutions | VWR International | VWR-HCCS-26 |  | Automatic | 23 | 1.68 | 600
4510537 | Standex Scientific Solutions | VWR International | VWR-HCLP-16 |  | Automatic | 12.59 | 1.25 | 600
2732331 | Standex Scientific Solutions | VWR International | VWR-HCLP-16 |  | Automatic | 12.59 | 1.25 | 600
4510564 | Standex Scientific Solutions | VWR International | VWR-HCLP-16-TS |  | Automatic | 12.59 | 1.25 | 600
2732330 | Standex Scientific Solutions | VWR International | VWR-HCLP-16-TS |  | Automatic | 12.59 | 1.25 | 600
4514111 | Standex Scientific Solutions | VWR International | VWR-HCLP-23 |  | Automatic | 18 | 1.32 | 600
2732436 | Standex Scientific Solutions | VWR International | VWR-HCLP-23 |  | Automatic | 18 | 1.32 | 600
4514110 | Standex Scientific Solutions | VWR International | VWR-HCLP-23-TS |  | Automatic | 18 | 1.32 | 600
2732435 | Standex Scientific Solutions | VWR International | VWR-HCLP-23-TS |  | Automatic | 18 | 1.32 | 600
3360938 | Standex Scientific Solutions | VWR International | VWR-HCLP-26 |  | Automatic | 23 | 1.68 | 600
3360937 | Standex Scientific Solutions | VWR International | VWR-HCLP-26-TS |  | Automatic | 23 | 1.68 | 600
4439106 | Standex Scientific Solutions | VWR International | VWR-HCLP-49 | ,VWR-HCCP-49,; ,VWR-HCCP-49-TS,; ,VWR-HCCS-49,; ,VWR-HCLP-49-TS,; ,VWR-HCLS-49, | Manual | 45.26 | 2.48 | 1200
3354476 | Standex Scientific Solutions | VWR International | VWR-HCLP-49 | ,VWR-HCCP-49,; ,VWR-HCCP-49-TS,; ,VWR-HCCS-49,; ,VWR-HCLP-49-TS,; ,VWR-HCLS-49, | Manual | 45.26 | 2.48 | 1200
4510538 | Standex Scientific Solutions | VWR International | VWR-HCLS-16 |  | Automatic | 12.59 | 1.25 | 600
2732332 | Standex Scientific Solutions | VWR International | VWR-HCLS-16 |  | Automatic | 12.59 | 1.25 | 600
4514112 | Standex Scientific Solutions | VWR International | VWR-HCLS-23 |  | Automatic | 18 | 1.32 | 600
2732437 | Standex Scientific Solutions | VWR International | VWR-HCLS-23 |  | Automatic | 18 | 1.32 | 600
3360939 | Standex Scientific Solutions | VWR International | VWR-HCLS-26 |  | Automatic | 23 | 1.68 | 600
2732335 | Standex Scientific Solutions | VWR International | VWR-HC-SLS-16 |  | Automatic | 12.59 | 1.25 | 600
2732440 | Standex Scientific Solutions | VWR International | VWR-HC-SLS-23 |  | Automatic | 18 | 1.32 | 600
3360942 | Standex Scientific Solutions | VWR International | VWR-HC-SLS-26 |  | Automatic | 23 | 1.68 | 600
4513997 | Standex Scientific Solutions | VWR International | VWR-VS-LP-16 |  | Automatic | 11.24 | 1.2 | 600
4513998 | Standex Scientific Solutions | VWR International | VWR-VS-LP-16-TS |  | Automatic | 11.24 | 1.2 | 600
4515161 | Standex Scientific Solutions | VWR International | VWR-VS-LP-23 |  | Automatic | 16.87 | 1.47 | 600
4515162 | Standex Scientific Solutions | VWR International | VWR-VS-LP-23-TS |  | Automatic | 16.87 | 1.47 | 600
4514086 | Standex Scientific Solutions | VWR International | VWR-VS-LP-26 |  | Automatic | 19.15 | 1.41 | 600
4514087 | Standex Scientific Solutions | VWR International | VWR-VS-LP-26-TS |  | Automatic | 19.15 | 1.41 | 600
4510505 | Standex Scientific Solutions | VWR International | VWR-VS-LP-49 |  | Automatic | 42.63 | 2.44 | 800
4510506 | Standex Scientific Solutions | VWR International | VWR-VS-LP-49-TS |  | Automatic | 42.63 | 2.44 | 800
4513996 | Standex Scientific Solutions | VWR International | VWR-VS-LS-16 |  | Automatic | 11.24 | 1.2 | 600
4515160 | Standex Scientific Solutions | VWR International | VWR-VS-LS-23 |  | Automatic | 16.87 | 1.47 | 600
4514085 | Standex Scientific Solutions | VWR International | VWR-VS-LS-26 |  | Automatic | 19.15 | 1.41 | 600
4510504 | Standex Scientific Solutions | VWR International | VWR-VS-LS-49 |  | Automatic | 42.63 | 2.44 | 800
3417622 | Standex Scientific Solutions | VWR International, LLC. | VWR-HC-FRP-14 | ,VWR-HC-ERP-14,; ,VWR-HC-FRP-14-TS,; ,VWR-HC-FRP-14P,; ,VWR-HC-RFP-14, | Automatic | 12.57 | 1.1 | 600
3388110 | Standex Scientific Solutions | VWR International, LLC. | VWR-HC-FRP-17 | ,VWR-HC-ERP-17,; ,VWR-HC-FRP-17-TS,; ,VWR-HC-FRP-17P,; ,VWR-HC-RFP-17, | Automatic | 18.31 | 1.5 | 600
3417611 | Standex Scientific Solutions | VWR International, LLC. | VWR-HC-FRP-20 | ,VWR-HC-ERP-20,; ,VWR-HC-FRP-20-TS,; ,VWR-HC-FRP-20P,; ,VWR-HC-RFP-20, | Manual | 19.75 | 1.58 | 600
2732547 | Standex Scientific Solutions | VWR International, LLC. | VWR-HC-PL-23 | ,VWR-HC-SPL-23, | Manual | 19.12 | 1.57 | 600
4518237 | Standex Scientific Solutions | VWR International, LLC. | VWR-HC-PL-23 | VWR-HC-PLD-23-TS | Manual | 19.12 | 1.57 | 600
2684040 | Standex Scientific Solutions | VWR International, LLC. | VWR-HC-PL-49 | ,VWR-HC-SPL-49, | Automatic | 43.18 | 2.38 | 800
4518247 | Standex Scientific Solutions | VWR International, LLC. | VWR-HC-PL-49 | VWR-HC-PLD-49-TS | Automatic | 43.18 | 2.38 | 800
3554099 | Thermo Fisher Scientific LLC | Fisher Brand | FBG1205GA | ,FBG1205PA,; ,FBG1205SA, | Automatic | 12.15 | 1.73 | 600
4517394 | Thermo Fisher Scientific LLC | Fisher Brand | FBG1205SA | FBG1205SD | Automatic | 12.15 | 1.73 | 600
2636024 | Thermo Fisher Scientific LLC | Fisher Brand | FBG2305GA | ,FBG2305CA,; ,FBG2305PA,; ,FBG2305SA, | Automatic | 21.9 | 1.82 | 600
4517939 | Thermo Fisher Scientific LLC | Fisher Brand | FBG2305SA |  | Automatic | 21.9 | 1.82 | 600
2635828 | Thermo Fisher Scientific LLC | Fisher Brand | FBG3005GA | ,FBG3005CA,; ,FBG3005GSA,; ,FBG3005PA,; ,FBG3005SA,; ,FBG3005SSA, | Automatic | 27.08 | 1.92 | 800
4517397 | Thermo Fisher Scientific LLC | Fisher Brand | FBG3005SA | FBG3005SSA | Automatic | 27.08 | 1.92 | 800
2636091 | Thermo Fisher Scientific LLC | Fisher Brand | FBG4505GA | ,FBG4505CA,; ,FBG4505GSA, | Automatic | 46.81 | 2.41 | 1200
2635985 | Thermo Fisher Scientific LLC | Fisher Brand | FBG5005GA | ,FBG5005CA,; ,FBG5005GSA,; ,FBG5005PA,; ,FBG5005SA,; ,FBG5005SSA, | Automatic | 49.02 | 3.54 | 1200
4517857 | Thermo Fisher Scientific LLC | Fisher Brand | FBG5005SA |  | Automatic | 49.02 | 3.54 | 1200
3419022 | Thermo Fisher Scientific LLC | Fisher Scientific | FBV72RPGA |  | Automatic | 68.45 | 4.08 | 1200
3419023 | Thermo Fisher Scientific LLC | Fisher Scientific | FBV72RSGA |  | Automatic | 68.45 | 4.08 | 1200
2635757 | Thermo Fisher Scientific LLC | Thermo Fisher Scientific | TSG1205GA | ,TSG1205PA,; ,TSG1205SA, | Automatic | 12.15 | 1.73 | 600
4517392 | Thermo Fisher Scientific LLC | Thermo Fisher Scientific | TSG1205SA | TSG1205SD; TSG1205SV | Automatic | 12.15 | 1.73 | 600
2636022 | Thermo Fisher Scientific LLC | Thermo Fisher Scientific | TSG2305GA | ,TSG2305CA,; ,TSG2305PA,; ,TSG2305SA, | Automatic | 21.9 | 1.82 | 600
4517937 | Thermo Fisher Scientific LLC | Thermo Fisher Scientific | TSG2305SA |  | Automatic | 21.9 | 1.82 | 600
2635826 | Thermo Fisher Scientific LLC | Thermo Fisher Scientific | TSG3005GA | ,TSG3005CA.,; ,TSG3005GSA,; ,TSG3005PA,; ,TSG3005SA,; ,TSG3005SSA, | Automatic | 27.08 | 1.92 | 800
4517395 | Thermo Fisher Scientific LLC | Thermo Fisher Scientific | TSG3005SA | TSG3005SSA | Automatic | 27.08 | 1.92 | 800
2636089 | Thermo Fisher Scientific LLC | Thermo Fisher Scientific | TSG4505GA | ,TSG4505CA,; ,TSG4505GSA, | Automatic | 46.81 | 2.41 | 1200
2635911 | Thermo Fisher Scientific LLC | Thermo Fisher Scientific | TSG5005GA | ,TSG5005CA,; ,TSG5005GSA,; ,TSG5005PA,; ,TSG5005SA,; ,TSG5005SSA, | Automatic | 49.02 | 3.54 | 1200
4517855 | Thermo Fisher Scientific LLC | Thermo Fisher Scientific | TSG5005SA | TSG5005SSA | Automatic | 49.02 | 3.54 | 1200
2337012 | Thermo Fisher Scientific LLC | Thermo Fisher Scientific | TSX1204BA |  | Manual | 11.95 | 3.54 | 600
2337013 | Thermo Fisher Scientific LLC | Thermo Fisher Scientific | TSX1204BD |  | Manual | 11.95 | 3.54 | 600
2337014 | Thermo Fisher Scientific LLC | Thermo Fisher Scientific | TSX1205GA |  | Manual | 11.95 | 3.54 | 600
2337015 | Thermo Fisher Scientific LLC | Thermo Fisher Scientific | TSX1205GD |  | Manual | 11.95 | 3.54 | 600
2337016 | Thermo Fisher Scientific LLC | Thermo Fisher Scientific | TSX1205PA |  | Manual | 11.95 | 3.54 | 600
2337017 | Thermo Fisher Scientific LLC | Thermo Fisher Scientific | TSX1205PD |  | Manual | 11.95 | 3.54 | 600
2337018 | Thermo Fisher Scientific LLC | Thermo Fisher Scientific | TSX1205SA |  | Manual | 11.95 | 3.54 | 600
2337019 | Thermo Fisher Scientific LLC | Thermo Fisher Scientific | TSX1205SD |  | Manual | 11.95 | 3.54 | 600
3354520 | Thermo Fisher Scientific LLC | Thermo Fisher Scientific | TSX2304BA |  | Automatic | 20.6 | 4.34 | 600
2365175 | Thermo Fisher Scientific LLC | Thermo Fisher Scientific | TSX2304BA |  | Automatic | 20.6 | 4.34 | 600
3354521 | Thermo Fisher Scientific LLC | Thermo Fisher Scientific | TSX2304BD |  | Automatic | 20.6 | 4.34 | 600
2365177 | Thermo Fisher Scientific LLC | Thermo Fisher Scientific | TSX2304BD |  | Automatic | 20.6 | 4.34 | 600
3354519 | Thermo Fisher Scientific LLC | Thermo Fisher Scientific | TSX2305CA |  | Automatic | 20.6 | 4.34 | 600
2365174 | Thermo Fisher Scientific LLC | Thermo Fisher Scientific | TSX2305CA |  | Automatic | 20.6 | 4.34 | 600
3354522 | Thermo Fisher Scientific LLC | Thermo Fisher Scientific | TSX2305CD |  | Automatic | 20.6 | 4.34 | 600
2365181 | Thermo Fisher Scientific LLC | Thermo Fisher Scientific | TSX2305CD |  | Automatic | 20.6 | 4.34 | 600
2319515 | Thermo Fisher Scientific LLC | Thermo Fisher Scientific | TSX2305CV |  | Semi-Automatic | 20.62 | 4.46 | 600
3354523 | Thermo Fisher Scientific LLC | Thermo Fisher Scientific | TSX2305GA |  | Automatic | 20.6 | 4.34 | 600
2365184 | Thermo Fisher Scientific LLC | Thermo Fisher Scientific | TSX2305GA |  | Automatic | 20.6 | 4.34 | 600
3354524 | Thermo Fisher Scientific LLC | Thermo Fisher Scientific | TSX2305GD |  | Automatic | 20.6 | 4.34 | 600
2365186 | Thermo Fisher Scientific LLC | Thermo Fisher Scientific | TSX2305GD |  | Automatic | 20.6 | 4.34 | 600
3354525 | Thermo Fisher Scientific LLC | Thermo Fisher Scientific | TSX2305PA |  | Automatic | 20.6 | 4.34 | 600
2365189 | Thermo Fisher Scientific LLC | Thermo Fisher Scientific | TSX2305PA |  | Automatic | 20.6 | 4.34 | 600
3354526 | Thermo Fisher Scientific LLC | Thermo Fisher Scientific | TSX2305PD |  | Automatic | 20.6 | 4.34 | 600
2365191 | Thermo Fisher Scientific LLC | Thermo Fisher Scientific | TSX2305PD |  | Automatic | 20.6 | 4.34 | 600
2365194 | Thermo Fisher Scientific LLC | Thermo Fisher Scientific | TSX2305SA |  | Automatic | 20.6 | 4.34 | 600
3354527 | Thermo Fisher Scientific LLC | Thermo Fisher Scientific | TSX2305SD |  | Automatic | 20.6 | 4.34 | 600
2365196 | Thermo Fisher Scientific LLC | Thermo Fisher Scientific | TSX2305SD |  | Automatic | 20.6 | 4.34 | 600
2337025 | Thermo Fisher Scientific LLC | Thermo Fisher Scientific | TSX3004BA |  | Manual | 27.8 | 4.41 | 800
2337026 | Thermo Fisher Scientific LLC | Thermo Fisher Scientific | TSX3004BD |  | Manual | 27.8 | 4.41 | 800
2337027 | Thermo Fisher Scientific LLC | Thermo Fisher Scientific | TSX3005CA |  | Manual | 27.8 | 4.41 | 800
2337028 | Thermo Fisher Scientific LLC | Thermo Fisher Scientific | TSX3005CD |  | Manual | 27.8 | 4.41 | 800
2337029 | Thermo Fisher Scientific LLC | Thermo Fisher Scientific | TSX3005GA |  | Manual | 27.8 | 4.41 | 800
2337030 | Thermo Fisher Scientific LLC | Thermo Fisher Scientific | TSX3005GD |  | Manual | 27.8 | 4.41 | 800
2337031 | Thermo Fisher Scientific LLC | Thermo Fisher Scientific | TSX3005PA |  | Manual | 27.8 | 4.41 | 800
2337032 | Thermo Fisher Scientific LLC | Thermo Fisher Scientific | TSX3005PD |  | Manual | 27.8 | 4.41 | 800
2337033 | Thermo Fisher Scientific LLC | Thermo Fisher Scientific | TSX3005SA |  | Manual | 27.8 | 4.41 | 800
2337034 | Thermo Fisher Scientific LLC | Thermo Fisher Scientific | TSX3005SD |  | Manual | 27.8 | 4.41 | 800
2381398 | Thermo Fisher Scientific LLC | Thermo Fisher Scientific | TSX4505CA |  | Automatic | 46.2 | 5.34 | 1200
2381399 | Thermo Fisher Scientific LLC | Thermo Fisher Scientific | TSX4505CD |  | Automatic | 46.2 | 5.34 | 1200
2381400 | Thermo Fisher Scientific LLC | Thermo Fisher Scientific | TSX4505GA |  | Automatic | 46.2 | 5.34 | 1200
2381401 | Thermo Fisher Scientific LLC | Thermo Fisher Scientific | TSX4505GD |  | Automatic | 46.2 | 5.34 | 1200
2381445 | Thermo Fisher Scientific LLC | Thermo Fisher Scientific | TSX5004BA |  | Automatic | 47.76 | 7.07 | 1200
2381446 | Thermo Fisher Scientific LLC | Thermo Fisher Scientific | TSX5004BD |  | Automatic | 47.76 | 7.07 | 1200
2381447 | Thermo Fisher Scientific LLC | Thermo Fisher Scientific | TSX5005CA |  | Automatic | 47.76 | 7.07 | 1200
2381448 | Thermo Fisher Scientific LLC | Thermo Fisher Scientific | TSX5005CD |  | Automatic | 47.76 | 7.07 | 1200
2381449 | Thermo Fisher Scientific LLC | Thermo Fisher Scientific | TSX5005GA |  | Automatic | 47.76 | 7.07 | 1200
2381450 | Thermo Fisher Scientific LLC | Thermo Fisher Scientific | TSX5005GD |  | Automatic | 47.76 | 7.07 | 1200
2381451 | Thermo Fisher Scientific LLC | Thermo Fisher Scientific | TSX5005PA |  | Automatic | 47.76 | 7.07 | 1200
2381452 | Thermo Fisher Scientific LLC | Thermo Fisher Scientific | TSX5005PD |  | Automatic | 47.76 | 7.07 | 1200
2381453 | Thermo Fisher Scientific LLC | Thermo Fisher Scientific | TSX5005SA |  | Automatic | 47.76 | 7.07 | 1200
2381454 | Thermo Fisher Scientific LLC | Thermo Fisher Scientific | TSX5005SD |  | Automatic | 47.76 | 7.07 | 1200
3419021 | Thermo Fisher Scientific LLC | Thermo Scientific | TSV72RPGA | ,TSV72RSGA, | Automatic | 68.45 | 4.08 | 1200
4481038 | Translogic Corporation dba Swisslog Healthcare | Swisslog Healthcare | SLHC-MC-5L316-NA |  | Automatic | 10.97 | 1.56 | 600
3722228 | True Manufacturing (True Food Service Equipment) | True Refrigeration | TSCI-450PR-SWG-R-WW-1A | ,TSCI-450CR-SWG-&-#*-1A,; ,TSCI-450LR-SWG-&-#*-1A,; ,TSCI-450PR-SWG-&-#*-1A, | Variable | 15.46 | 2.26 | 600
4519566 | True Manufacturing (True Food Service Equipment) | True Refrigeration | TSCI-450PR-SWG-R-WW-1A | TSCI-450CR-SWG-&-#*-1A; TSCI-450LR-SWG-&-#*-1A; TSCI-450PR-SWG-&-#*-1A | Variable | 15.46 | 2.26 | 600
3722229 | True Manufacturing (True Food Service Equipment) | True Refrigeration | TSCI-450PR-SWS-R-WW-1A | ,TSCI-450CR-SWS-&-#*-1A,; ,TSCI-450LR-SWS-&-#*-1A,; ,TSCI-450PR-SWS-&-#*-1A, | Variable | 15.46 | 1.74 | 600
4519563 | True Manufacturing (True Food Service Equipment) | True Refrigeration | TSCI-450PR-SWS-R-WW-1A | TSCI-450CR-SWS-&-#*-1A; TSCI-450LR-SWS-&-#*-1A; TSCI-450PR-SWS-&-#*-1A | Variable | 15.46 | 1.74 | 600
3722230 | True Manufacturing (True Food Service Equipment) | True Refrigeration | TSCI-550LR-SWS-R-WW-1A | ,TSCI-550CR-SWS-&-#*-1A,; ,TSCI-550LR-SWS-&-#*-1A,; ,TSCI-550PR-SWS-&-#*-1A, | Variable | 19.44 | 1.76 | 600
4519617 | True Manufacturing (True Food Service Equipment) | True Refrigeration | TSCI-550LR-SWS-R-WW-1A | TSCI-550CR-SWS-&-#*-1A; TSCI-550LR-SWS-&-#*-1A; TSCI-550PR-SWS-&-#*-1A | Variable | 19.44 | 1.76 | 600
3722231 | True Manufacturing (True Food Service Equipment) | True Refrigeration | TSCI-550PR-SWG-R-WW-1A | ,TSCI-550CR-SWG-&-#*-1A,; ,TSCI-550LR-SWG-&-#*-1A,; ,TSCI-550PR-SWG-&-#*-1A, | Variable | 19.44 | 2.43 | 600
4519565 | True Manufacturing (True Food Service Equipment) | True Refrigeration | TSCI-550PR-SWG-R-WW-1A | TSCI-550CR-SWG-&-#*-1A; TSCI-550LR-SWG-&-#*-1A; TSCI-550PR-SWG-&-#*-1A | Variable | 19.44 | 2.43 | 600
2393007 | True Manufacturing (True Food Service Equipment) | True Refrigeration | TSCI-550R-G-PH~TSL01 |  | Automatic | 19.46 | 2.17 | 600
3722232 | True Manufacturing (True Food Service Equipment) | True Refrigeration | TSCI-600PR-SWG-R-WW-1A | ,TSCI-600CR-SWG-&-#*-1A,; ,TSCI-600LR-SWG-&-#*-1A,; ,TSCI-600PR-SWG-&-#*-1A, | Variable | 22.13 | 2.32 | 600
4519616 | True Manufacturing (True Food Service Equipment) | True Refrigeration | TSCI-600PR-SWG-R-WW-1A | TSCI-600CR-SWG-&-#*-1A; TSCI-600LR-SWG-&-#*-1A; TSCI-600PR-SWG-&-#*-1A | Variable | 22.13 | 2.32 | 600
3722223 | True Manufacturing (True Food Service Equipment) | True Refrigeration | TSCI-600PR-SWS-R-WW-1A | ,TSCI-600CR-SWS-&-#*-1A,; ,TSCI-600LR-SWS-&-#*-1A,; ,TSCI-600PR-SWS-&-#*-1A, | Variable | 22.13 | 1.86 | 600
4519568 | True Manufacturing (True Food Service Equipment) | True Refrigeration | TSCI-600PR-SWS-R-WW-1A | TSCI-600CR-SWS-&-#*-1A; TSCI-600LR-SWS-&-#*-1A; TSCI-600PR-SWS-&-#*-1A | Variable | 22.13 | 1.86 | 600
2366181 | True Manufacturing (True Food Service Equipment) | True Refrigeration | TSCI-600R-G-PH~TSL01 |  | Automatic | 22.6 | 2.32 | 600

## High Perform Lab Freezer
Qualified Products List
ENERGY STAR Unique ID | ENERGY STAR Partner | Brand Name | Model Number | Additional Model Information | Defrost Type | Total Volume (cu. ft.) | Energy Consumption (kWh/day) | Customer Incentive
2649800 | Arctiko US Inc. | ARCTIKO | LFE 285-US |  | Manual | 9.65 | 2.28 | 600
2649801 | Arctiko US Inc. | ARCTIKO | LFE 380-US |  | Manual | 14.17 | 2.26 | 600
2649803 | Arctiko US Inc. | ARCTIKO | LFE 490-US |  | Manual | 18.52 | 2.55 | 600
2509254 | Arctiko US Inc. | ARCTIKO US INC. | LF1350 |  | Automatic | 47.31 | 7.39 | 1200
2509265 | Arctiko US Inc. | ARCTIKO US INC. | LF650 |  | Automatic | 21.8 | 5.43 | 600
2376303 | B Medical Systems S.à r.l. | B Medical Systems | F400 |  | Automatic | 11.32 | 7.12 | 600
2371781 | B Medical Systems S.à r.l. | B Medical Systems | F401 |  | Automatic | 11.32 | 7.12 | 600
2376304 | B Medical Systems S.à r.l. | B Medical Systems | F500 |  | Automatic | 18.19 | 5.5 | 600
2371782 | B Medical Systems S.à r.l. | B Medical Systems | F501 |  | Automatic | 18.19 | 5.5 | 600
2376305 | B Medical Systems S.à r.l. | B Medical Systems | F700 |  | Automatic | 22.55 | 5.86 | 1200
2371785 | B Medical Systems S.à r.l. | B Medical Systems | F701 |  | Automatic | 22.55 | 5.86 | 1200
2376306 | B Medical Systems S.à r.l. | B Medical Systems | F900 |  | Automatic | 27.09 | 6.32 | 1200
2371787 | B Medical Systems S.à r.l. | B Medical Systems | F901 |  | Automatic | 27.09 | 6.32 | 1200
2397926 | B Medical Systems S.à r.l. | B Medical Systems North America LLC | F290 |  | Manual | 9.52 | 1.72 | 600
2397925 | B Medical Systems S.à r.l. | B Medical Systems North America LLC | F291 |  | Manual | 9.52 | 1.72 | 600
2397927 | B Medical Systems S.à r.l. | B Medical Systems North America LLC | F380 |  | Manual | 11.61 | 2.65 | 600
2397928 | B Medical Systems S.à r.l. | B Medical Systems North America LLC | F381 |  | Manual | 11.61 | 2.65 | 600
4478574 | B Medical Systems S.à r.l. | B Medical Systems S.A.R.L. | F290 |  | Manual | 9.52 | 1.72 | 600
4478575 | B Medical Systems S.à r.l. | B Medical Systems S.A.R.L. | F900 |  | Automatic | 27.09 | 6.32 | 1200
4515200 | Biomedical Solutions Inc. | Clinicool and Futura | BSI-HC-FFP-17P |  | Manual | 16.6 | 2.1 | 600
4515200 | Biomedical Solutions Inc. | Clinicool and Futura | BSI-HC-FFP-17P | BSI-HC-EFP-17; BSI-HC-FFP-17; BSI-HC-FFP-17-TS; BSI-HC-MFP-17; BSI-HC-MFP-17P; BSI-HC-MFP-17-TS | Manual | 16.6 | 2.1 | 600
3388117 | Biomedical Solutions Inc. | Clinicool and Futura | BSI-HC-FFP-17P | ,BSI-HC-EFP-17,; ,BSI-HC-FFP-17,; ,BSI-HC-FFP-17-TS,; ,BSI-HC-MFP-17,; ,BSI-HC-MFP-17-TS,; ,BSI-HC-MFP-17P, | Manual | 16.6 | 2.1 | 600
2348616 | Cardinal Health 200, LLC | Cardinal Health | CH1230FA | ,,CAX1230FA | Automatic | 12.36 | 7.4 | 600
2348618 | Cardinal Health 200, LLC | Cardinal Health | CH1230FD | ,,CAX1230FD | Automatic | 12.36 | 7.4 | 600
2348617 | Cardinal Health 200, LLC | Cardinal Health | CH1230LA | ,,CAX1230LA | Automatic | 12.36 | 7.4 | 600
2348619 | Cardinal Health 200, LLC | Cardinal Health | CH1230LD | ,,CAX1230LD | Automatic | 12.36 | 7.4 | 600
2368905 | Cardinal Health 200, LLC | Cardinal Health | CH2320EA | ,CH2320EA,Catalog number CAX2320EA | Manual | 22.38 | 4.6 | 1200
2347164 | Cardinal Health 200, LLC | Cardinal Health | CH2320EA | ,,CAX2320EA | Manual | 22.88 | 5.83 | 1200
2368906 | Cardinal Health 200, LLC | Cardinal Health | CH2320ED | ,CH2320ED,Catalog number CAX2320ED | Manual | 22.38 | 4.6 | 1200
2347165 | Cardinal Health 200, LLC | Cardinal Health | CH2320ED | ,,CAX2320ED | Manual | 22.88 | 5.83 | 1200
2368903 | Cardinal Health 200, LLC | Cardinal Health | CH2320FA | ,CH2320FA,Catalog number CAX2320FA | Manual | 22.38 | 4.6 | 1200
2347166 | Cardinal Health 200, LLC | Cardinal Health | CH2320FA | ,,CAX2320FA | Manual | 22.88 | 5.83 | 1200
2368904 | Cardinal Health 200, LLC | Cardinal Health | CH2320FD | ,CH2320FD,Catalog number CAX2320FD | Manual | 22.38 | 4.6 | 1200
2347167 | Cardinal Health 200, LLC | Cardinal Health | CH2320FD | ,,CAX2320FD | Manual | 22.88 | 5.83 | 1200
2347169 | Cardinal Health 200, LLC | Cardinal Health | CH2330FA | ,,CAX2330FA | Automatic | 21.95 | 10.65 | 600
2374465 | Cardinal Health 200, LLC | Cardinal Health | CH2330FA |  | Variable | 22.18 | 9.91 | 1200
2347170 | Cardinal Health 200, LLC | Cardinal Health | CH2330FD | ,,CAX2330FD | Automatic | 21.95 | 10.65 | 600
2374466 | Cardinal Health 200, LLC | Cardinal Health | CH2330FD |  | Variable | 22.18 | 9.91 | 1200
2347171 | Cardinal Health 200, LLC | Cardinal Health | CH2330LA | ,,CAX2330LA | Automatic | 21.95 | 10.65 | 600
2374467 | Cardinal Health 200, LLC | Cardinal Health | CH2330LA |  | Variable | 22.18 | 9.91 | 1200
2347172 | Cardinal Health 200, LLC | Cardinal Health | CH2330LD | ,,CAX2330LD | Automatic | 21.95 | 10.65 | 600
2374468 | Cardinal Health 200, LLC | Cardinal Health | CH2330LD |  | Variable | 22.18 | 9.91 | 1200
2348634 | Cardinal Health 200, LLC | Cardinal Health | CH3020EA | ,,CAX3020EA | Manual | 28.63 | 4.92 | 1200
2348632 | Cardinal Health 200, LLC | Cardinal Health | CH3020ED | ,,CAX3020ED | Manual | 28.63 | 4.92 | 1200
2348635 | Cardinal Health 200, LLC | Cardinal Health | CH3020FA | ,,CAX3020FA | Manual | 28.63 | 4.92 | 1200
2348633 | Cardinal Health 200, LLC | Cardinal Health | CH3020FD | ,,CAX3020FD | Manual | 28.63 | 4.92 | 1200
2374475 | Cardinal Health 200, LLC | Cardinal Health | CH3030FA |  | Variable | 27.65 | 10.23 | 1200
2348638 | Cardinal Health 200, LLC | Cardinal Health | CH3030FA | ,,CAX3030FA | Automatic | 28.18 | 9.79 | 1200
2374476 | Cardinal Health 200, LLC | Cardinal Health | CH3030FD |  | Variable | 27.65 | 10.23 | 1200
2348636 | Cardinal Health 200, LLC | Cardinal Health | CH3030FD | ,,CAX3030FD | Automatic | 28.18 | 9.79 | 1200
2374473 | Cardinal Health 200, LLC | Cardinal Health | CH3030LA |  | Variable | 27.65 | 10.23 | 1200
2348639 | Cardinal Health 200, LLC | Cardinal Health | CH3030LA | ,,CAX3030LA | Automatic | 28.18 | 9.79 | 1200
2374474 | Cardinal Health 200, LLC | Cardinal Health | CH3030LD |  | Variable | 27.65 | 10.23 | 1200
2348637 | Cardinal Health 200, LLC | Cardinal Health | CH3030LD | ,,CAX3030LD | Automatic | 28.18 | 9.79 | 1200
2381377 | Cardinal Health 200, LLC | Cardinal Health | CH5030FA | ,CH5030FA,Catalog Number: CAX5030FA | Automatic | 46.88 | 17.06 | 1200
2347196 | Cardinal Health 200, LLC | Cardinal Health | CH5030FA | ,,CAX5030FA | Automatic | 48.92 | 18.65 | 1200
2381378 | Cardinal Health 200, LLC | Cardinal Health | CH5030FD | ,CH5030FD,Catalog Number: CAX5030FD | Automatic | 46.88 | 17.06 | 1200
2347197 | Cardinal Health 200, LLC | Cardinal Health | CH5030FD | ,,CAX5030FD | Automatic | 48.92 | 18.65 | 1200
2381376 | Cardinal Health 200, LLC | Cardinal Health | CH5030LA | ,CH5030LA,Catalog Number: CAX5030LA | Automatic | 46.88 | 17.06 | 1200
2347198 | Cardinal Health 200, LLC | Cardinal Health | CH5030LA | ,,CAX5030LA | Automatic | 48.92 | 18.65 | 1200
2381379 | Cardinal Health 200, LLC | Cardinal Health | CH5030LD | ,CH5030LD,Catalog Number: CAX5030LD | Automatic | 46.88 | 17.06 | 1200
2347199 | Cardinal Health 200, LLC | Cardinal Health | CH5030LD | ,,CAX5030LD | Automatic | 48.92 | 18.65 | 1200
3414498 | Cardinal Health 200, LLC | Cardinal Health | CHG1225FA |  | Automatic | 12.25 | 5.15 | 600
3414148 | Cardinal Health 200, LLC | Cardinal Health | CHG2325FA |  | Automatic | 22.11 | 4.98 | 1200
2352198 | Cardinal Health 200, LLC | Cardinal Health | CHG25FSSA |  | Automatic | 26.6 | 5.29 | 1200
2352199 | Cardinal Health 200, LLC | Cardinal Health | CHG49FSSA |  | Automatic | 47.1 | 8.75 | 1200
3414505 | Cardinal Health 200, LLC | Cardinal Health | CHG5025FA |  | Automatic | 48.01 | 9.89 | 1200
2320335 | Desmon Spa | Desmon | DS-PGB07CSSPCBHE-A |  | Automatic | 21.8 | 5.43 | 600
2320366 | Desmon Spa | Desmon | DS-PGB14CSSPCBHE-A |  | Automatic | 47.31 | 7.39 | 1200
2579512 | Desmon Spa | Desmon Spa | BB-PGB07C |  | Automatic | 20.87 | 5.43 | 600
4481465 | Desmon Spa | Desmon Spa | DS-PGB07Cxxxxxxxxx |  | Automatic | 21.8 | 5.43 | 600
4481469 | Desmon Spa | Desmon Spa | DS-PGB14Cxxxxxxxxx |  | Automatic | 47.31 | 7.39 | 1200
3995490 | Felix Storch, Inc. | Accucold | AFS255ML |  | Automatic | 20.87 | 5.34 | 600
4498989 | Felix Storch, Inc. | Accucold | AFS495ML |  | Automatic | 46.38 | 7.39 | 1200
3624398 | Follett Products, LLC | Follett | FZR20i-4S-*HT**S* |  | Automatic | 17.7 | 5.92 | 600
3624400 | Follett Products, LLC | Follett | FZR20i-PL-*HT**S |  | Automatic | 17.7 | 5.92 | 600
3624401 | Follett Products, LLC | Follett | FZR25i-4S-*HT**S* |  | Automatic | 22.4 | 6.26 | 1200
3624399 | Follett Products, LLC | Follett | FZR25i-PL-*HT**S |  | Automatic | 22.4 | 6.26 | 1200
2375864 | Follett Products, LLC | Follett | FZRADV25-LB-R00S |  | Automatic | 21.8 | 5.43 | 600
2375862 | Follett Products, LLC | Vector | VFZR25-LB-LSD |  | Automatic | 21.8 | 5.43 | 600
2375865 | Follett Products, LLC | Vector | VFZR25-LB-RSD |  | Automatic | 21.8 | 5.43 | 600
2375874 | Follett Products, LLC | Vector | VFZR49-LB-RSD |  | Automatic | 47.31 | 7.39 | 1200
2829830 | Helmer Scientific | FARRAR | FLF120 |  | Automatic | 18.38 | 8.6 | 600
3891772 | Helmer Scientific | FARRAR | FLF125 |  | Automatic | 23.2 | 8.77 | 1200
2832832 | Helmer Scientific | FARRAR | FLF125 |  | Automatic | 23.2 | 8.77 | 1200
3891770 | Helmer Scientific | Helmer Scientific | HBF125-GX | ,HLF125-GX, | Automatic | 23.2 | 8.77 | 1200
2376434 | Helmer Scientific | Helmer Scientific | HBF125-GX | ,HLF125-GX, | Automatic | 23.2 | 8.77 | 1200
2376436 | Helmer Scientific | Helmer Scientific | HLF120-GX | ,HBF120-GX, | Automatic | 18.38 | 8.6 | 600
2376360 | Helmer Scientific | Helmer Scientific | ILF120-GX | ,IBF120-GX, | Automatic | 18.46 | 8.12 | 600
3891785 | Helmer Scientific | Helmer Scientific | ILF125-GX | ,ILB125-GX, | Automatic | 23.47 | 7.39 | 1200
2376435 | Helmer Scientific | Helmer Scientific | ILF125-GX | ,ILB125-GX, | Automatic | 23.47 | 7.39 | 1200
2389861 | Hoshizaki America, Inc. | Hoshizaki America, Inc. | HXF1A-FG |  | Automatic | 23.1 | 8.08 | 1200
3542842 | Hoshizaki America, Inc. | Hoshizaki America, Inc. | HXF1A-FGE |  | Automatic | 23.1 | 7.98 | 1200
4515203 | Labrepco, Inc. | Clinicool and Futura | LHT-17-FFP |  | Manual | 16.6 | 2.1 | 600
4515203 | Labrepco, Inc. | Clinicool and Futura | LHT-17-FFP | LHE-17-FFP; LHE-17-FMP; LHP-17-FF; LHP-17-FM; LHP-17-FX; LHT-17-FMP | Manual | 16.6 | 2.1 | 600
3388120 | Labrepco, Inc. | Clinicool and Futura | LHT-17-FFP | ,LHE-17-FFP,; ,LHE-17-FMP,; ,LHP-17-FF,; ,LHP-17-FM,; ,LHP-17-FX,; ,LHT-17-FMP, | Manual | 16.6 | 2.1 | 600
2631709 | Labrepco, Inc. | LabRepCo, Inc | LHP-14-FM | ,LHE-14-FFP,; ,LHE-14-FMP,; ,LHP-14-FF,; ,LHP-14-FX,; ,LHT-14-FFP,; ,LHT-14-FMP, | Manual | 11.24 | 1.9 | 600
2631708 | Labrepco, Inc. | LabRepCo, Inc | LHP-20-FM | ,LHE-20-FFP,; ,LHE-20-FMP,; ,LHP-20-FF,; ,LHP-20-FX,; ,LHT-20-FFP,; ,LHT-20-FMP, | Manual | 19.06 | 2.08 | 600
2399413 | Labrepco, Inc. | LabRepCo, LLC | L2X-11-C45 |  | Manual | 10.5 | 2.56 | 600
2402274 | Labrepco, Inc. | LabRepCo, LLC | L2X-20-FM |  | Manual | 17.8 | 1.62 | 600
2399427 | Labrepco, Inc. | LabRepCo, LLC | L2X-7-C45 |  | Manual | 6.9 | 2.48 | 600
2399435 | Labrepco, Inc. | LabRepCo, LLC | LD2-25-FA |  | Automatic | 21.8 | 5.43 | 600
2399436 | Labrepco, Inc. | LabRepCo, LLC | LD2-25-FASS |  | Automatic | 21.8 | 5.43 | 600
2399416 | Labrepco, Inc. | LabRepCo, LLC | LD2-49-FA |  | Automatic | 47.31 | 7.39 | 1200
2399418 | Labrepco, Inc. | LabRepCo, LLC | LD2-49-FASS |  | Automatic | 47.31 | 7.39 | 1200
4437630 | Labrepco, Inc. | LabRepCo, LLC | LHP-20-FM | ,LHE-20-FFP,; ,LHE-20-FMP,; ,LHP-20-FF,; ,LHP-20-FX,; ,LHT-20-FFP,; ,LHT-20-FMP, | Manual | 19.06 | 2.08 | 600
2323104 | Liebherr-Hausgerate Ochsenhausen GmbH | Liebherr | LFT30W1HC |  | Automatic | 29.35 | 5.61 | 1200
2323105 | Liebherr-Hausgerate Ochsenhausen GmbH | Liebherr | LFT50W2HC |  | Automatic | 46.79 | 8.59 | 1200
4470541 | Liebherr-Hausgerate Ochsenhausen GmbH | Liebherr | SFPvh 1402 |  | Automatic | 46.8 | 5.26 | 1200
4470539 | Liebherr-Hausgerate Ochsenhausen GmbH | Liebherr | SFPvh 6501 |  | Automatic | 20.3 | 2.84 | 600
4470540 | Liebherr-Hausgerate Ochsenhausen GmbH | Liebherr | SFPvh 8401 |  | Automatic | 28.6 | 3.08 | 1200
4512619 | PHC Corporation of North America | PHCbi | MDF-MU539HL-PA |  | Manual | 17.8 | 1.86 | 600
4512620 | PHC Corporation of North America | PHCbi | MDF-MU549DHL-PA |  | Manual | 16.8 | 2 | 600
3891783 | PHC Corporation of North America | PHCbi | MDF-MU549DHL-PA |  | Manual | 16.8 | 2 | 600
3995405 | PHC Corporation of North America | PHCbi | MDF-U731M-PA |  | Manual | 23.8 | 2.89 | 1200
2296325 | PHC Corporation of North America | PHCbi | MDF-U731M-PA |  | Manual | 23.8 | 2.89 | 1200
2296326 | PHC Corporation of North America | PHCbi | MDF-U731-PA |  | Automatic | 21.86 | 6.55 | 600
3387768 | Qingdao Haier Biomedical Co.,Ltd | Haier | DW-30L698 |  | Manual | 24.76 | 3.48 | 1200
4439160 | Qingdao Haier Biomedical Co.,Ltd | Haier | DW-30L818BP |  | Manual | 28.9 | 3.23 | 1200
2361986 | Qingdao Haier Biomedical Co.,Ltd | Haier | DW-30L818BP |  | Manual | 28.9 | 4.2 | 1200
4439161 | Qingdao Haier Biomedical Co.,Ltd | Haier | DW-30L818BPT |  | Manual | 28.9 | 3.23 | 1200
2361988 | Qingdao Haier Biomedical Co.,Ltd | Haier | DW-30L818BPT |  | Manual | 28.9 | 4.2 | 1200
4479537 | Qingdao Haier Biomedical Co.,Ltd | TSV | DW-30L698 |  | Manual | 24.76 | 3.18 | 1200
4437597 | So-Low Environmental Equipment Co., Inc. | So-Low | SLW-HC-EFP-20 | ,SLW-HC-FFP-20,; ,SLW-HC-MFP-20, | Manual | 19.06 | 2.08 | 600
2631720 | So-Low Environmental Equipment Co., Inc. | So-Low | SLW-HC-MFP-14 | ,SLW-HC-EFP-14,; ,SLW-HC-FFP-14,; ,SLW-HC-FFP-14-TS,; ,SLW-HC-FFP-14P,; ,SLW-HC-MFP-14-TS,; ,SLW-HC-MFP-14P, | Manual | 11.24 | 1.9 | 600
2631719 | So-Low Environmental Equipment Co., Inc. | So-Low | SLW-HC-MFP-20 | ,SLW-HC-EFP-20,; ,SLW-HC-FFP-20,; ,SLW-HC-FFP-20-TS,; ,SLW-HC-FFP-20P,; ,SLW-HC-MFP-20-TS,; ,SLW-HC-MFP-20P, | Manual | 19.06 | 2.08 | 600
2381365 | So-Low Environmental Equipment Co., Inc. | So-Low Environmental | DHS25-25SD |  | Automatic | 21.8 | 5.43 | 600
2381366 | So-Low Environmental Equipment Co., Inc. | So-Low Environmental | DHS25-49SD |  | Automatic | 47.31 | 7.39 | 1200
4515197 | Standex Scientific Solutions | American BioTech Supply | ABT-HC-FFP-17P |  | Manual | 16.6 | 2.1 | 600
4515197 | Standex Scientific Solutions | American BioTech Supply | ABT-HC-FFP-17P | ABT-HC-EFP-17; ABT-HC-FFP-17; ABT-HC-MFP-17; ABT-HC-MFP-17P | Manual | 16.6 | 2.1 | 600
3388114 | Standex Scientific Solutions | American BioTech Supply | ABT-HC-FFP-17P | ,ABT-HC-EFP-17,; ,ABT-HC-FFP-17,; ,ABT-HC-MFP-17,; ,ABT-HC-MFP-17P, | Manual | 16.6 | 2.1 | 600
2325173 | Standex Scientific Solutions | American BioTech Supply | ABT-HC-MFP-14 | ,ABT-HC-EFP-14,; ,ABT-HC-FFP-14,; ,ABT-HC-FFP-14-TS,; ,ABT-HC-FFP-14P,; ,ABT-HC-MFP-14-TS,; ,ABT-HC-MFP-14P, | Manual | 11.24 | 1.9 | 600
4429263 | Standex Scientific Solutions | American BioTech Supply | ABT-HC-MFP-20 | ,ABT-HC-EFP-20,; ,ABT-HC-FFP-20,; ,ABT-HC-FFP-20P,; ,ABT-HC-MFP-20P, | Manual | 19.06 | 2.08 | 600
2389101 | Standex Scientific Solutions | American BioTech Supply | ABT-HC-MFP-20 | ,ABT-HC-FFP-20,; ,HS-HC-FLM-F-20-SP,; ,HS-HC-LAB-MF-2020-S-P-IM, | Manual | 19.06 | 2.2 | 600
2313932 | Standex Scientific Solutions | American BioTech Supply | ABT-HC-MFP-20 | ABS,ABT-HC-EFP-20,; ABS,ABT-HC-FFP-20,; ABS,ABT-HC-FFP-20-TS,; ABS,ABT-HC-FFP-20P,; ABS,ABT-HC-MFP-20-TS,; ABS,ABT-HC-MFP-20P,; Horizon Scientific,HS-HC-FLM-F-20-S-P,; Horizon Scientific,HS-HC-LAB-MF-2020-S-P-IM, | Manual | 19.06 | 2.08 | 600
4429322 | Standex Scientific Solutions | Ares Scientific | ARS-HC-EFP-20 | ,ARS-HC-FFP-20,; ,ARS-HC-FFP-20P,; ,ARS-HC-MFP-20,; ,ARS-HC-MFP-20P, | Manual | 19.06 | 2.08 | 600
4517876 | Standex Scientific Solutions | Ares Scientific | ARS-HC-MFP-17P | ARS-HC-EFP-17; ARS-HC-FFP-17; ARS-HC-FFP-17P; ARS-HC-MFP-17 | Manual | 16.6 | 2.1 | 600
3354329 | Standex Scientific Solutions | CME Corp | CMEB-FRZ-14-S-HCF | ,CMEB-FRZ-14-P-HCF,; ,CMEB-FRZ-14-TS-HCF,; ,CMEB-FRZ-EXP-14-S-HCF,; ,CMEB-FRZ-FLM-14-P-HCF,; ,CMEB-FRZ-FLM-14-S-HCF,; ,CMEB-FRZ-FLM-14-TS-HCF, | Manual | 11.24 | 1.9 | 600
3087315 | Standex Scientific Solutions | CME Corp | CMEB-FRZ-20-S-HCF | ,CMEB-FRZ-20-P-HCF,; ,CMEB-FRZ-20-TS-HCF,; ,CMEB-FRZ-EXP-20-S-HCF,; ,CMEB-FRZ-FLM-20-P-HCF,; ,CMEB-FRZ-FLM-20-S-HCF,; ,CMEB-FRZ-FLM-20-TS-HCF, | Manual | 19.06 | 2.08 | 600
4429519 | Standex Scientific Solutions | CME Corp | CMEB-FRZ-20-S-HCF | ,CMEB-FRZ-20-P-HCF,; ,CMEB-FRZ-EXP-20-S-HCF,; ,CMEB-FRZ-FLM-20-P-HCF,; ,CMEB-FRZ-FLM-20-S-HCF, | Manual | 19.06 | 2.08 | 600
4515201 | Standex Scientific Solutions | CME Corp | CMEB-FRZ-FLM-17-TS-HCF |  | Manual | 16.6 | 2.1 | 600
4515201 | Standex Scientific Solutions | CME Corp | CMEB-FRZ-FLM-17-TS-HCF | CMEB-FRZ-17-P-HCF; CMEB-FRZ-17-S-HCF; CMEB-FRZ-17-TS-HCF; CMEB-FRZ-EXP-17-S-HCF; CMEB-FRZ-FLM-17-P-HCF; CMEB-FRZ-FLM-17-S-HCF | Manual | 16.6 | 2.1 | 600
3388118 | Standex Scientific Solutions | CME Corp | CMEB-FRZ-FLM-17-TS-HCF | ,CMEB-FRZ-17-P-HCF,; ,CMEB-FRZ-17-S-HCF,; ,CMEB-FRZ-17-TS-HCF,; ,CMEB-FRZ-EXP-17-S-HCF,; ,CMEB-FRZ-FLM-17-P-HCF,; ,CMEB-FRZ-FLM-17-S-HCF, | Manual | 16.6 | 2.1 | 600
4515196 | Standex Scientific Solutions | Corepoint Scientific | FF171WWW/0MHCTS |  | Manual | 16.6 | 2.1 | 600
4515196 | Standex Scientific Solutions | Corepoint Scientific | FF171WWW/0MHCTS |  | Manual | 16.6 | 2.1 | 600
3388113 | Standex Scientific Solutions | Corepoint Scientific | FF171WWW/0MHCTS |  | Manual | 16.6 | 2.1 | 600
2495056 | Standex Scientific Solutions | Corepoint Scientific | NSPF141WWW/0MHC | ,EF141WWW/0MHC,; ,FF141WWW/0MHC,; ,FF141WWW/0MHCTP,; ,FF141WWW/0MHCTS,; ,NSPF141WWW/0MHCTP,; ,NSPF141WWW/0MHCTS, | Manual | 11.24 | 1.9 | 600
4515198 | Standex Scientific Solutions | Corepoint Scientific | NSPF171WWW/0MHCTS |  | Manual | 16.6 | 2.1 | 600
4515198 | Standex Scientific Solutions | Corepoint Scientific | NSPF171WWW/0MHCTS | EF171WWW/0MHC; FF171WWW/0MHC; NSPF171WWW/0MHC | Manual | 16.6 | 2.1 | 600
3388115 | Standex Scientific Solutions | Corepoint Scientific | NSPF171WWW/0MHCTS | ,EF171WWW/0MHC,; ,FF171WWW/0MHC,; ,NSPF171WWW/0MHC, | Manual | 16.6 | 2.1 | 600
4431400 | Standex Scientific Solutions | Corepoint Scientific | NSPF201WWW/0MHC | ,EF201WWW/0MHC,; ,FF201WWW/0MHC,; ,FF201WWW/0MHCTS,; ,NSPF201WWW/0MHCTS, | Manual | 19.06 | 2.08 | 600
2375385 | Standex Scientific Solutions | Corepoint Scientific | NSPF201WWW/0MHC | ,EF201WWW/0MHC,; ,FF201WWW/0MHC,; ,FF201WWW/0MHCTP,; ,FF201WWW/0MHCTS,; ,NSPF201WWW/0MHCTP,; ,NSPF201WWW/0MHCTS, | Manual | 19.06 | 2.08 | 600
4515202 | Standex Scientific Solutions | DAI Scientific Equipment | DAI-HC-FFP-17-TS |  | Manual | 16.6 | 2.1 | 600
4515202 | Standex Scientific Solutions | DAI Scientific Equipment | DAI-HC-FFP-17-TS | DAI-HC-EFP-17; DAI-HC-FFP-17; DAI-HC-FFP-17P; DAI-HC-MFP-17; DAI-HC-MFP-17P; DAI-HC-MFP-17-TS | Manual | 16.6 | 2.1 | 600
3388119 | Standex Scientific Solutions | DAI Scientific Equipment | DAI-HC-FFP-17-TS | ,DAI-HC-EFP-17,; ,DAI-HC-FFP-17,; ,DAI-HC-FFP-17P,; ,DAI-HC-MFP-17,; ,DAI-HC-MFP-17-TS,; ,DAI-HC-MFP-17P, | Manual | 16.6 | 2.1 | 600
3354341 | Standex Scientific Solutions | DAI Scientific Equipment | DAI-HC-MFP-14 | ,DAI-HC-EFP-14,; ,DAI-HC-FFP-14,; ,DAI-HC-FFP-14-TS,; ,DAI-HC-FFP-14P,; ,DAI-HC-MFP-14-TS,; ,DAI-HC-MFP-14P, | Manual | 11.24 | 1.9 | 600
4430192 | Standex Scientific Solutions | DAI Scientific Equipment | DAI-HC-MFP-20 | ,DAI-HC-EFP-20,; ,DAI-HC-FFP-20,; ,DAI-HC-FFP-20-TS,; ,DAI-HC-FFP-20P,; ,DAI-HC-MFP-20-TS,; ,DAI-HC-MFP-20P, | Manual | 19.06 | 2.08 | 600
3354340 | Standex Scientific Solutions | DAI Scientific Equipment | DAI-HC-MFP-20 | ,DAI-HC-EFP-20,; ,DAI-HC-FFP-20,; ,DAI-HC-FFP-20-TS,; ,DAI-HC-FFP-20P,; ,DAI-HC-MFP-20-TS,; ,DAI-HC-MFP-20P, | Manual | 19.06 | 2.08 | 600
2325175 | Standex Scientific Solutions | Horizon Scientific | HS-HC-LAB-MF-1420-S-P-IM |  | Manual | 11.24 | 1.9 | 600
4515199 | Standex Scientific Solutions | Lab Research Products | LRP-HC-FFP-17P |  | Manual | 16.6 | 2.1 | 600
4515199 | Standex Scientific Solutions | Lab Research Products | LRP-HC-FFP-17P | LRP-HC-EFP-17; LRP-HC-FFP-17; LRP-HC-MFP-17; LRP-HC-MFP-17P | Manual | 16.6 | 2.1 | 600
3388116 | Standex Scientific Solutions | Lab Research Products | LRP-HC-FFP-17P | ,LRP-HC-EFP-17,; ,LRP-HC-FFP-17,; ,LRP-HC-MFP-17,; ,LRP-HC-MFP-17P, | Manual | 16.6 | 2.1 | 600
2546338 | Standex Scientific Solutions | Lab Research Products | LRP-HC-MFP-14 | ,LRP-HC-EFP-14,; ,LRP-HC-FFP-14,; ,LRP-HC-FFP-14-TS,; ,LRP-HC-FFP-14P,; ,LRP-HC-MFP-14-TS,; ,LRP-HC-MFP-14P, | Manual | 11.24 | 1.9 | 600
2325176 | Standex Scientific Solutions | Lab Research Products | LRP-HC-MFP-14 |  | Manual | 11.24 | 1.9 | 600
4439101 | Standex Scientific Solutions | Lab Research Products | LRP-HC-MFP-20 | ,LRP-HC-EFP-20,; ,LRP-HC-FFP-20,; ,LRP-HC-FFP-20P,; ,LRP-HC-MFP-20P, | Manual | 19.06 | 2.08 | 600
2518373 | Standex Scientific Solutions | Lab Research Products | LRP-HC-MFP-20 | ,LRP-HC-EFP-20,; ,LRP-HC-FFP-20,; ,LRP-HC-FFP-20-TS,; ,LRP-HC-FFP-20P,; ,LRP-HC-MFP-20-TS,; ,LRP-HC-MFP-20P, | Manual | 19.06 | 2.08 | 600
2325177 | Standex Scientific Solutions | Nor-Lake Scientific | NSPF141WWW/0MHC |  | Manual | 11.24 | 1.9 | 600
3354479 | Standex Scientific Solutions | VWR International | VWR-HC-MFP-14 | ,VWR-HC-EFP-14,; ,VWR-HC-FFP-14,; ,VWR-HC-FFP-14-TS,; ,VWR-HC-FFP-14P,; ,VWR-HC-MFP-14-TS,; ,VWR-HC-MFP-14P, | Manual | 11.24 | 1.9 | 600
4439113 | Standex Scientific Solutions | VWR International | VWR-HC-MFP-20 | ,VWR-HC-EFP-20,; ,VWR-HC-FFP-20,; ,VWR-HC-FFP-20-TS,; ,VWR-HC-FFP-20P,; ,VWR-HC-MFP-20-TS,; ,VWR-HC-MFP-20P, | Manual | 19.06 | 2.08 | 600
3354478 | Standex Scientific Solutions | VWR International | VWR-HC-MFP-20 | ,VWR-HC-EFP-20,; ,VWR-HC-FFP-20,; ,VWR-HC-FFP-20-TS,; ,VWR-HC-FFP-20P,; ,VWR-HC-MFP-20-TS,; ,VWR-HC-MFP-20P, | Manual | 19.06 | 2.08 | 600
4515204 | Standex Scientific Solutions | VWR International, LLC. | VWR-HC-MFP-17 |  | Manual | 16.6 | 2.1 | 600
4515204 | Standex Scientific Solutions | VWR International, LLC. | VWR-HC-MFP-17 | VWR-HC-EFP-17; VWR-HC-FFP-17; VWR-HC-FFP-17P; VWR-HC-FFP-17-TS; VWR-HC-MFP-17P; VWR-HC-MFP-17-TS | Manual | 16.6 | 2.1 | 600
3388121 | Standex Scientific Solutions | VWR International, LLC. | VWR-HC-MFP-17 | ,VWR-HC-EFP-17,; ,VWR-HC-FFP-17,; ,VWR-HC-FFP-17-TS,; ,VWR-HC-FFP-17P,; ,VWR-HC-MFP-17-TS,; ,VWR-HC-MFP-17P, | Manual | 16.6 | 2.1 | 600
3414497 | Thermo Fisher Scientific LLC | Fisher Scientific | FBG1225FA |  | Automatic | 12.25 | 5.15 | 600
3414147 | Thermo Fisher Scientific LLC | Fisher Scientific | FBG2325FA |  | Automatic | 22.11 | 4.98 | 1200
3414504 | Thermo Fisher Scientific LLC | Fisher Scientific | FBG5025FA |  | Automatic | 48.01 | 9.89 | 1200
2319574 | Thermo Fisher Scientific LLC | Thermo Fisher | TSX2330FA |  | Automatic | 21.95 | 10.65 | 600
2319575 | Thermo Fisher Scientific LLC | Thermo Fisher | TSX2330FD |  | Automatic | 21.95 | 10.65 | 600
2319577 | Thermo Fisher Scientific LLC | Thermo Fisher | TSX2330LA |  | Automatic | 21.95 | 10.65 | 600
2319578 | Thermo Fisher Scientific LLC | Thermo Fisher | TSX2330LD |  | Automatic | 21.95 | 10.65 | 600
2352225 | Thermo Fisher Scientific LLC | Thermo Fisher Scientific | CHG49FSSA |  | Automatic | 47.1 | 8.75 | 1200
2352200 | Thermo Fisher Scientific LLC | Thermo Fisher Scientific | FBG25FSSA |  | Automatic | 26.6 | 5.29 | 1200
2352432 | Thermo Fisher Scientific LLC | Thermo Fisher Scientific | TDE40040FA |  | Manual | 19.4 | 6.81 | 600
2352433 | Thermo Fisher Scientific LLC | Thermo Fisher Scientific | TDE40040FD |  | Manual | 19.4 | 6.81 | 600
2352434 | Thermo Fisher Scientific LLC | Thermo Fisher Scientific | TDE40040LA |  | Manual | 19.4 | 6.81 | 600
2352435 | Thermo Fisher Scientific LLC | Thermo Fisher Scientific | TDE40040LD |  | Manual | 19.4 | 6.81 | 600
2352322 | Thermo Fisher Scientific LLC | Thermo Fisher Scientific | TDE50040FA |  | Manual | 24.1 | 7.18 | 1200
2352323 | Thermo Fisher Scientific LLC | Thermo Fisher Scientific | TDE50040FD |  | Manual | 24.1 | 7.18 | 1200
2352324 | Thermo Fisher Scientific LLC | Thermo Fisher Scientific | TDE50040LA |  | Manual | 24.1 | 7.18 | 1200
2352325 | Thermo Fisher Scientific LLC | Thermo Fisher Scientific | TDE50040LD |  | Manual | 24.1 | 7.18 | 1200
2352288 | Thermo Fisher Scientific LLC | Thermo Fisher Scientific | TDE60040FA |  | Manual | 28.8 | 9.45 | 1200
2352289 | Thermo Fisher Scientific LLC | Thermo Fisher Scientific | TDE60040FD |  | Manual | 28.8 | 9.45 | 1200
2352290 | Thermo Fisher Scientific LLC | Thermo Fisher Scientific | TDE60040LA |  | Manual | 28.8 | 9.45 | 1200
2352291 | Thermo Fisher Scientific LLC | Thermo Fisher Scientific | TDE60040LD |  | Manual | 28.8 | 9.45 | 1200
3414496 | Thermo Fisher Scientific LLC | Thermo Fisher Scientific | TSG1225FA |  | Automatic | 12.25 | 5.15 | 600
3414146 | Thermo Fisher Scientific LLC | Thermo Fisher Scientific | TSG2325FA |  | Automatic | 22.11 | 4.98 | 1200
2352226 | Thermo Fisher Scientific LLC | Thermo Fisher Scientific | TSG49FSSA |  | Automatic | 47.1 | 8.75 | 1200
3414503 | Thermo Fisher Scientific LLC | Thermo Fisher Scientific | TSG5025FA |  | Automatic | 48.01 | 9.89 | 1200
2337020 | Thermo Fisher Scientific LLC | Thermo Fisher Scientific | TSX1230FA |  | Automatic | 12.36 | 7.4 | 600
2337021 | Thermo Fisher Scientific LLC | Thermo Fisher Scientific | TSX1230FD |  | Automatic | 12.36 | 7.4 | 600
2337022 | Thermo Fisher Scientific LLC | Thermo Fisher Scientific | TSX1230LA |  | Automatic | 12.36 | 7.4 | 600
2337023 | Thermo Fisher Scientific LLC | Thermo Fisher Scientific | TSX1230LD |  | Automatic | 12.36 | 7.4 | 600
2368899 | Thermo Fisher Scientific LLC | Thermo Fisher Scientific | TSX2320EA |  | Manual | 22.38 | 4.6 | 1200
2368901 | Thermo Fisher Scientific LLC | Thermo Fisher Scientific | TSX2320ED |  | Manual | 22.38 | 4.6 | 1200
2368895 | Thermo Fisher Scientific LLC | Thermo Fisher Scientific | TSX2320FA |  | Manual | 22.38 | 4.6 | 1200
2368897 | Thermo Fisher Scientific LLC | Thermo Fisher Scientific | TSX2320FD |  | Manual | 22.38 | 4.6 | 1200
2375397 | Thermo Fisher Scientific LLC | Thermo Fisher Scientific | TSX2320HA |  | Manual | 22.38 | 4.6 | 1200
2374463 | Thermo Fisher Scientific LLC | Thermo Fisher Scientific | TSX2330FA |  | Variable | 22.18 | 9.91 | 1200
2374464 | Thermo Fisher Scientific LLC | Thermo Fisher Scientific | TSX2330FD |  | Variable | 22.18 | 9.91 | 1200
2374461 | Thermo Fisher Scientific LLC | Thermo Fisher Scientific | TSX2330LA |  | Variable | 22.18 | 9.91 | 1200
2374462 | Thermo Fisher Scientific LLC | Thermo Fisher Scientific | TSX2330LD |  | Variable | 22.18 | 9.91 | 1200
2337035 | Thermo Fisher Scientific LLC | Thermo Fisher Scientific | TSX3020EA |  | Manual | 28.63 | 4.92 | 1200
2337036 | Thermo Fisher Scientific LLC | Thermo Fisher Scientific | TSX3020ED |  | Manual | 28.63 | 4.92 | 1200
2337037 | Thermo Fisher Scientific LLC | Thermo Fisher Scientific | TSX3020FA |  | Manual | 28.63 | 4.92 | 1200
2337038 | Thermo Fisher Scientific LLC | Thermo Fisher Scientific | TSX3020FD |  | Manual | 28.63 | 4.92 | 1200
2374471 | Thermo Fisher Scientific LLC | Thermo Fisher Scientific | TSX3030FA |  | Variable | 27.65 | 10.23 | 1200
2374472 | Thermo Fisher Scientific LLC | Thermo Fisher Scientific | TSX3030FD |  | Variable | 27.65 | 10.23 | 1200
2374469 | Thermo Fisher Scientific LLC | Thermo Fisher Scientific | TSX3030LA |  | Variable | 27.65 | 10.23 | 1200
2374470 | Thermo Fisher Scientific LLC | Thermo Fisher Scientific | TSX3030LD |  | Variable | 27.65 | 10.23 | 1200
2381375 | Thermo Fisher Scientific LLC | Thermo Fisher Scientific | TSX5030FA |  | Automatic | 46.88 | 17.06 | 1200
2381380 | Thermo Fisher Scientific LLC | Thermo Fisher Scientific | TSX5030FD |  | Automatic | 46.88 | 17.06 | 1200
2381374 | Thermo Fisher Scientific LLC | Thermo Fisher Scientific | TSX5030LA |  | Automatic | 46.88 | 17.06 | 1200
2381381 | Thermo Fisher Scientific LLC | Thermo Fisher Scientific | TSX5030LD |  | Automatic | 46.88 | 17.06 | 1200

## ULT
Qualified Products List
ENERGY STAR Unique ID | ENERGY STAR Partner | Brand Name | Model Number | Additional Model Information | Defrost Type | Total Volume (cu. ft.) | Daily Energy Consumption (kWh/day/cu. ft.) | Customer Incentive
3943335 | Alphavita Bio-scientific (Dalian) Co., Ltd. | Alphavita | MDF-U781VHE |  | Manual | 26.01 | 0.4 | 1200
3943336 | Alphavita Bio-scientific (Dalian) Co., Ltd. | Alphavita | MDF-U881VHE |  | Manual | 30.41 | 0.37 | 1200
2366600 | B Medical Systems S.à r.l. | B Medical Systems | U701 |  | Manual | 26.46 | 0.48 | 1200
2669198 | B Medical Systems S.à r.l. | B Medical Systems | U701 115V60Hz |  | Manual | 26.45 | 0.47 | 1200
2366601 | B Medical Systems S.à r.l. | B Medical Systems | U901 |  | Manual | 31.89 | 0.41 | 1200
4480929 | B Medical Systems S.à r.l. | B Medical Systems S.A.R.L. | 991.8680.01 |  | Manual | 26.53 | 0.35 | 1200
2366031 | BINDER GmbH | BINDER | UF V 500-UL |  | Manual | 17.7 | 0.46 | 1200
2352123 | BINDER GmbH | BINDER | UF V 700-UL |  | Manual | 25.71 | 0.36 | 1200
2740474 | BINDER GmbH | BINDER GMBH | UF V 350 (208V) |  | Manual | 14.04 | 0.53 | 1200
2401057 | BINDER GmbH | BINDER GMBH | UF V 500 208V/60Hz |  | Automatic | 16.94 | 0.49 | 1200
2401060 | BINDER GmbH | BINDER GMBH | UF V 700 208V/60Hz |  | Automatic | 24.72 | 0.46 | 1200
2392621 | BINDER GmbH | BINDER GMBH | UFV 500 |  | Automatic | 17.08 | 0.54 | 1200
2392622 | BINDER GmbH | BINDER GMBH | UFV 700 |  | Automatic | 24.75 | 0.36 | 1200
2393864 | BINDER GmbH | VWR | ULT Freezer 352 Eco Premium |  | Automatic | 17.08 | 0.54 | 1200
2401056 | BINDER GmbH | VWR | ULT Freezer 352 Eco Premium 208V/60Hz |  | Automatic | 16.94 | 0.49 | 1200
2393223 | BINDER GmbH | VWR | ULT FREEZER 352 Eco Premium-UL |  | Manual | 17.7 | 0.46 | 1200
2393867 | BINDER GmbH | VWR | ULT Freezer 528 Eco Premium |  | Automatic | 24.75 | 0.36 | 1200
2401058 | BINDER GmbH | VWR | ULT Freezer 528 Eco Premium 208V/60Hz |  | Automatic | 24.72 | 0.46 | 1200
2393224 | BINDER GmbH | VWR | ULT FREEZER 528 Eco Premium-UL |  | Manual | 25.71 | 0.36 | 1200
2382338 | Eppendorf North America | Eppendorf | Cryocube F440h 115V/60Hz |  | Manual | 15.79 | 0.47 | 1200
2376235 | Eppendorf North America | Eppendorf | Cryocube F570h 115V/60Hz |  | Manual | 19.48 | 0.41 | 1200
2376223 | Eppendorf North America | Eppendorf | Cryocube F570n 115V/60Hz |  | Manual | 19.48 | 0.52 | 1200
2376224 | Eppendorf North America | Eppendorf | Cryocube F570n 208V/60Hz |  | Manual | 19.48 | 0.52 | 1200
2319106 | Eppendorf North America | Eppendorf | F740HI | CryoCube,F740HIW,3-Shelf, 5-Shelf, 120V, 208V | Manual | 26.1 | 0.47 | 1200
2318348 | Eppendorf North America | Eppendorf | FC660h | ,,4 shelf and left door opening configurations also available | Manual | 23.53 | 0.43 | 1200
4005665 | ESBE Scientific Industries Inc. | ESBE | ESB-E8626DPSE |  | Manual | 25.42 | 0.35 | 1200
2390359 | ESBE Scientific Industries Inc. | ESBE | ESB-EULT8626 |  | Manual | 25.42 | 0.32 | 1200
2453056 | ESBE Scientific Industries Inc. | ESBE | ESB-EULT8626DPS |  | Manual | 25.42 | 0.39 | 1200
2453055 | ESBE Scientific Industries Inc. | ESBE | ESB-EULT8626DPS220 |  | Manual | 25.42 | 0.38 | 1200
2300484 | Global Cooling, Inc. | Stirling Ultracold | SU780XLE |  | Manual | 27.5 | 0.29 | 1200
3848872 | Global Cooling, Inc. | Stirling Ultracold | VAULT100 |  | Manual | 28.04 | 0.22 | 1200
4439590 | Helmer Scientific | FARRAR | FCF133 |  | Automatic | 33.09 | 0.31 | 1200
3388007 | Helmer Scientific | FARRAR | FUF118 |  | Manual | 17.84 | 0.54 | 1200
3388009 | Helmer Scientific | FARRAR | FUF126 |  | Manual | 26.48 | 0.44 | 1200
3388006 | Helmer Scientific | Helmer Scientific | iUF118-GX |  | Manual | 17.84 | 0.54 | 1200
3388008 | Helmer Scientific | Helmer Scientific | iUF126-GX |  | Manual | 26.48 | 0.44 | 1200
2388000 | KW Apparecchi Scientifici SRL | KW Apparecchi Scientifici srl | K64HTS IN UP V |  | Manual | 24.89 | 0.47 | 1200
2367456 | Liebherr-Hausgerate Ochsenhausen GmbH | Liebherr | SUFsg 5001-70* |  | Manual | 17.7 | 0.46 | 1200
2367457 | Liebherr-Hausgerate Ochsenhausen GmbH | Liebherr | SUFsg 7001-70* |  | Manual | 25.71 | 0.36 | 1200
4481433 | Midea America Corp. | Midea | MD-86L580BS |  | Manual | 19.93 | 0.34 | 1200
4481444 | Midea America Corp. | Midea | MD-86L720BS |  | Manual | 24.79 | 0.29 | 1200
4481432 | Midea America Corp. | Midea | MD-86L860BS |  | Manual | 29.62 | 0.3 | 1200
2409729 | Nuaire Inc | Nuaire | NU-99578JGA |  | Manual | 20.44 | 0.39 | 1200
4514270 | Nuaire Inc | Nuaire | NU-99579VFT |  | Manual | 20.52 | 0.33 | 1200
2409728 | Nuaire Inc | Nuaire | NU-99728JGA |  | Manual | 25.42 | 0.38 | 1200
4514271 | Nuaire Inc | Nuaire | NU-99729VFT |  | Manual | 25.42 | 0.32 | 1200
2365641 | Nuaire Inc | Nuaire | NU-99729VFT |  | Manual | 25.42 | 0.32 | 1200
2376441 | Nuaire Inc | Nuaire | NU-99828JG |  | Manual | 29.09 | 0.36 | 1200
4514272 | Nuaire Inc | Nuaire | NU-99829VFT |  | Manual | 29.27 | 0.29 | 1200
3995406 | PHC Corporation of North America | PHCbi | MDF-DU500ZHA-PA |  | Manual | 18.6 | 0.33 | 1200
3417415 | PHC Corporation of North America | PHCbi | MDF-DU500ZHA-PA |  | Manual | 18.6 | 0.33 | 1200
3995410 | PHC Corporation of North America | PHCbi | MDF-DU502VHA-PA |  | Manual | 18.78 | 0.37 | 1200
2330321 | PHC Corporation of North America | PHCbi | MDF-DU502VHA-PA |  | Manual | 18.78 | 0.37 | 1200
3995409 | PHC Corporation of North America | PHCbi | MDF-DU502VH-PA |  | Manual | 18.75 | 0.35 | 1200
2318826 | PHC Corporation of North America | PHCbi | MDF-DU502VH-PA |  | Manual | 18.75 | 0.35 | 1200
3995411 | PHC Corporation of North America | PHCbi | MDF-DU503VHA-PA |  | Manual | 18.5 | 0.27 | 1200
2404909 | PHC Corporation of North America | PHCbi | MDF-DU503VHA-PA |  | Variable | 18.5 | 0.27 | 1200
3995413 | PHC Corporation of North America | PHCbi | MDF-DU503VH-PA |  | Manual | 18.5 | 0.27 | 1200
2404910 | PHC Corporation of North America | PHCbi | MDF-DU503VH-PA |  | Variable | 18.5 | 0.27 | 1200
3995408 | PHC Corporation of North America | PHCbi | MDF-DU700ZHA-PA |  | Manual | 26 | 0.29 | 1200
2732254 | PHC Corporation of North America | PHCbi | MDF-DU700ZHA-PA |  | Manual | 26 | 0.29 | 1200
3995407 | PHC Corporation of North America | PHCbi | MDF-DU700ZH-PA |  | Manual | 26 | 0.29 | 1200
3995414 | PHC Corporation of North America | PHCbi | MDF-DU702VHA-PA |  | Manual | 25.93 | 0.29 | 1200
2330320 | PHC Corporation of North America | PHCbi | MDF-DU702VHA-PA |  | Manual | 25.93 | 0.29 | 1200
3995412 | PHC Corporation of North America | PHCbi | MDF-DU702VH-PA |  | Manual | 25.74 | 0.31 | 1200
2303094 | PHC Corporation of North America | PHCbi | MDF-DU702VH-PA |  | Manual | 25.74 | 0.31 | 1200
3995415 | PHC Corporation of North America | PHCbi | MDF-DU703VHA-PA |  | Manual | 25.9 | 0.21 | 1200
2404812 | PHC Corporation of North America | PHCbi | MDF-DU703VHA-PA |  | Variable | 25.9 | 0.21 | 1200
3995416 | PHC Corporation of North America | PHCbi | MDF-DU703VH-PA |  | Manual | 25.9 | 0.21 | 1200
2404811 | PHC Corporation of North America | PHCbi | MDF-DU703VH-PA |  | Variable | 25.9 | 0.21 | 1200
3995417 | PHC Corporation of North America | PHCbi | MDF-DU901VHA-PA |  | Manual | 30.1 | 0.3 | 1200
2354277 | PHC Corporation of North America | PHCbi | MDF-DU901VHA-PA |  | Manual | 30.1 | 0.3 | 1200
3998983 | Qingdao Haier Biomedical Co.,Ltd | Haier | DW-86L578BPS |  | Manual | 20.52 | 0.28 | 1200
2470719 | Qingdao Haier Biomedical Co.,Ltd | Haier | DW-86L578BPS |  | Manual | 20.52 | 0.41 | 1200
3998984 | Qingdao Haier Biomedical Co.,Ltd | Haier | DW-86L578BPST |  | Manual | 20.52 | 0.28 | 1200
2470720 | Qingdao Haier Biomedical Co.,Ltd | Haier | DW-86L578BPST |  | Manual | 20.52 | 0.41 | 1200
2321349 | Qingdao Haier Biomedical Co.,Ltd | Haier | DW-86L578J |  | Manual | 20.44 | 0.39 | 1200
2371854 | Qingdao Haier Biomedical Co.,Ltd | Haier | DW-86L578J |  | Manual | 20.52 | 0.46 | 1200
2365260 | Qingdao Haier Biomedical Co.,Ltd | Haier | DW-86L579 |  | Manual | 20.52 | 0.34 | 1200
4510223 | Qingdao Haier Biomedical Co.,Ltd | Haier | DW-86L579BP |  | Manual | 20.52 | 0.33 | 1200
2337492 | Qingdao Haier Biomedical Co.,Ltd | Haier | DW-86L579BP |  | Manual | 20.52 | 0.39 | 1200
4510224 | Qingdao Haier Biomedical Co.,Ltd | Haier | DW-86L579BPT |  | Manual | 20.52 | 0.33 | 1200
2337494 | Qingdao Haier Biomedical Co.,Ltd | Haier | DW-86L579BPT |  | Manual | 20.52 | 0.39 | 1200
4480559 | Qingdao Haier Biomedical Co.,Ltd | Haier | DW-86L580BP |  | Manual | 20.52 | 0.21 | 1200
4480557 | Qingdao Haier Biomedical Co.,Ltd | Haier | DW-86L580BPT |  | Manual | 20.52 | 0.21 | 1200
4005663 | Qingdao Haier Biomedical Co.,Ltd | Haier | DW-86L728BPS |  | Manual | 25.42 | 0.35 | 1200
2470860 | Qingdao Haier Biomedical Co.,Ltd | Haier | DW-86L728BPS |  | Manual | 25.42 | 0.35 | 1200
4005664 | Qingdao Haier Biomedical Co.,Ltd | Haier | DW-86L728BPST |  | Manual | 25.42 | 0.35 | 1200
2470861 | Qingdao Haier Biomedical Co.,Ltd | Haier | DW-86L728BPST |  | Manual | 25.42 | 0.35 | 1200
2371855 | Qingdao Haier Biomedical Co.,Ltd | Haier | DW-86L728J |  | Manual | 25.42 | 0.38 | 1200
2365261 | Qingdao Haier Biomedical Co.,Ltd | Haier | DW-86L729 |  | Manual | 25.42 | 0.39 | 1200
4437472 | Qingdao Haier Biomedical Co.,Ltd | Haier | DW-86L729BP |  | Manual | 25.42 | 0.33 | 1200
2337488 | Qingdao Haier Biomedical Co.,Ltd | Haier | DW-86L729BP |  | Manual | 25.42 | 0.32 | 1200
4437473 | Qingdao Haier Biomedical Co.,Ltd | Haier | DW-86L729BPT |  | Manual | 25.42 | 0.33 | 1200
2337490 | Qingdao Haier Biomedical Co.,Ltd | Haier | DW-86L729BPT |  | Manual | 25.42 | 0.32 | 1200
3798702 | Qingdao Haier Biomedical Co.,Ltd | Haier | DW-86L730BP |  | Manual | 25.4 | 0.16 | 1200
3798703 | Qingdao Haier Biomedical Co.,Ltd | Haier | DW-86L730BPT |  | Manual | 25.4 | 0.16 | 1200
4437470 | Qingdao Haier Biomedical Co.,Ltd | Haier | DW-86L828BPS |  | Manual | 29.14 | 0.34 | 1200
2470805 | Qingdao Haier Biomedical Co.,Ltd | Haier | DW-86L828BPS |  | Manual | 29.14 | 0.34 | 1200
4437471 | Qingdao Haier Biomedical Co.,Ltd | Haier | DW-86L828BPST |  | Manual | 29.14 | 0.34 | 1200
2470806 | Qingdao Haier Biomedical Co.,Ltd | Haier | DW-86L828BPST |  | Manual | 29.14 | 0.34 | 1200
2376352 | Qingdao Haier Biomedical Co.,Ltd | Haier | DW-86L828JA |  | Manual | 29.09 | 0.36 | 1200
2365262 | Qingdao Haier Biomedical Co.,Ltd | Haier | DW-86L829 |  | Manual | 29.14 | 0.39 | 1200
4437474 | Qingdao Haier Biomedical Co.,Ltd | Haier | DW-86L829BP |  | Manual | 29.27 | 0.32 | 1200
2333431 | Qingdao Haier Biomedical Co.,Ltd | Haier | DW-86L829BP |  | Manual | 29.27 | 0.29 | 1200
4437475 | Qingdao Haier Biomedical Co.,Ltd | Haier | DW-86L829BPT |  | Manual | 29.27 | 0.32 | 1200
2333433 | Qingdao Haier Biomedical Co.,Ltd | Haier | DW-86L829BPT |  | Manual | 29.27 | 0.29 | 1200
4437469 | Qingdao Haier Biomedical Co.,Ltd | Haier | DW-86L830BP |  | Manual | 29.14 | 0.18 | 1200
3423311 | Qingdao Haier Biomedical Co.,Ltd | Haier | DW-86L830BP |  | Manual | 29.14 | 0.18 | 1200
4437468 | Qingdao Haier Biomedical Co.,Ltd | Haier | DW-86L830BPT |  | Manual | 29.14 | 0.18 | 1200
3423310 | Qingdao Haier Biomedical Co.,Ltd | Haier | DW-86L830BPT |  | Manual | 29.14 | 0.18 | 1200
4437477 | Qingdao Haier Biomedical Co.,Ltd | Haier | DW-86L959BP |  | Manual | 33.9 | 0.29 | 1200
2384619 | Qingdao Haier Biomedical Co.,Ltd | Haier | DW-86L959BP |  | Manual | 33.9 | 0.33 | 1200
4437476 | Qingdao Haier Biomedical Co.,Ltd | Haier | DW-86L959BPT |  | Manual | 33.9 | 0.29 | 1200
2384620 | Qingdao Haier Biomedical Co.,Ltd | Haier | DW-86L959BPT |  | Manual | 33.9 | 0.33 | 1200
4510220 | Qingdao Haier Biomedical Co.,Ltd | Haier | DW-86L960BP |  | Manual | 33.9 | 0.14 | 1200
4510221 | Qingdao Haier Biomedical Co.,Ltd | Haier | DW-86L960BPT |  | Manual | 33.9 | 0.14 | 1200
2396861 | So-Low Environmental Equipment Co., Inc. | So-Low | VSU85-25 |  | Manual | 26.5 | 0.45 | 1200
3891789 | Thermo Fisher Scientific LLC | Fisher-Isotemp | ISO40086GA |  | Manual | 19.31 | 0.36 | 1200
3891792 | Thermo Fisher Scientific LLC | Fisher-Isotemp | ISO40086GD |  | Manual | 19.31 | 0.36 | 1200
3891793 | Thermo Fisher Scientific LLC | Fisher-Isotemp | ISO40086GV |  | Manual | 19.31 | 0.36 | 1200
3891753 | Thermo Fisher Scientific LLC | Fisher-Isotemp | ISO50086GA |  | Manual | 24.09 | 0.31 | 1200
3891756 | Thermo Fisher Scientific LLC | Fisher-Isotemp | ISO50086GD |  | Manual | 24.09 | 0.31 | 1200
3891757 | Thermo Fisher Scientific LLC | Fisher-Isotemp | ISO50086GV |  | Manual | 24.09 | 0.31 | 1200
3891762 | Thermo Fisher Scientific LLC | Fisher-Isotemp | ISO60086GA |  | Manual | 28.79 | 0.27 | 1200
3891765 | Thermo Fisher Scientific LLC | Fisher-Isotemp | ISO60086GD |  | Manual | 28.79 | 0.27 | 1200
3891766 | Thermo Fisher Scientific LLC | Fisher-Isotemp | ISO60086GV |  | Manual | 28.79 | 0.27 | 1200
2381249 | Thermo Fisher Scientific LLC | Thermo Fisher Scientific | FDE60086ED |  | Manual | 28.9 | 0.51 | 1200
2381250 | Thermo Fisher Scientific LLC | Thermo Fisher Scientific | FDE60086MA |  | Manual | 28.9 | 0.51 | 1200
2381251 | Thermo Fisher Scientific LLC | Thermo Fisher Scientific | FDE60086MD |  | Manual | 28.9 | 0.51 | 1200
2381260 | Thermo Fisher Scientific LLC | Thermo Fisher Scientific | HDE60086EA |  | Manual | 28.9 | 0.51 | 1200
2381261 | Thermo Fisher Scientific LLC | Thermo Fisher Scientific | HDE60086ED |  | Manual | 28.9 | 0.51 | 1200
2381262 | Thermo Fisher Scientific LLC | Thermo Fisher Scientific | HDE60086MA |  | Manual | 28.9 | 0.51 | 1200
2381263 | Thermo Fisher Scientific LLC | Thermo Fisher Scientific | HDE60086MD |  | Manual | 28.9 | 0.51 | 1200
2381256 | Thermo Fisher Scientific LLC | Thermo Fisher Scientific | RDE60086EA |  | Manual | 28.9 | 0.51 | 1200
2381257 | Thermo Fisher Scientific LLC | Thermo Fisher Scientific | RDE60086ED |  | Manual | 28.9 | 0.51 | 1200
2381258 | Thermo Fisher Scientific LLC | Thermo Fisher Scientific | RDE60086MA |  | Manual | 28.9 | 0.51 | 1200
2381259 | Thermo Fisher Scientific LLC | Thermo Fisher Scientific | RDE60086MD |  | Manual | 28.9 | 0.51 | 1200
2381252 | Thermo Fisher Scientific LLC | Thermo Fisher Scientific | TDE60086FA |  | Manual | 28.9 | 0.51 | 1200
2381248 | Thermo Fisher Scientific LLC | Thermo Fisher Scientific | TDE60086FA |  | Manual | 28.9 | 0.51 | 1200
2381253 | Thermo Fisher Scientific LLC | Thermo Fisher Scientific | TDE60086FD |  | Manual | 28.9 | 0.51 | 1200
2381254 | Thermo Fisher Scientific LLC | Thermo Fisher Scientific | TDE60086LA |  | Manual | 28.9 | 0.51 | 1200
2381255 | Thermo Fisher Scientific LLC | Thermo Fisher Scientific | TDE60086LD |  | Manual | 28.9 | 0.51 | 1200
2301322 | Thermo Fisher Scientific LLC | Thermo Fisher Scientific | TSX40086A | ,TSX40086D,; ,TSX40086V, | Manual | 19.24 | 0.49 | 1200
2301333 | Thermo Fisher Scientific LLC | Thermo Fisher Scientific | TSX50086A |  | Manual | 24.49 | 0.44 | 1200
2322054 | Thermo Fisher Scientific LLC | Thermo Fisher Scientific | TSX50086D |  | Manual | 24.49 | 0.43 | 1200
2322055 | Thermo Fisher Scientific LLC | Thermo Fisher Scientific | TSX50086V |  | Manual | 24.49 | 0.43 | 1200
2301340 | Thermo Fisher Scientific LLC | Thermo Fisher Scientific | TSX60086A | ,TSX60086D,; ,TSX60086V, | Manual | 28.67 | 0.39 | 1200
2322056 | Thermo Fisher Scientific LLC | Thermo Fisher Scientific | TSX60086D | TSX Series,TSX60086V, | Manual | 29.93 | 0.34 | 1200
2301346 | Thermo Fisher Scientific LLC | Thermo Fisher Scientific | TSX70086A | ,TSX70086D,; ,TSX70086V, | Manual | 33.26 | 0.36 | 1200
3891791 | Thermo Fisher Scientific LLC | Thermo Scientific | TSX40086CA |  | Manual | 19.31 | 0.36 | 1200
3891787 | Thermo Fisher Scientific LLC | Thermo Scientific | TSX40086FA |  | Manual | 19.31 | 0.36 | 1200
3417896 | Thermo Fisher Scientific LLC | Thermo Scientific | TSX40086FA |  | Manual | 19.31 | 0.36 | 1200
3891788 | Thermo Fisher Scientific LLC | Thermo Scientific | TSX40086LA |  | Manual | 19.31 | 0.36 | 1200
3417897 | Thermo Fisher Scientific LLC | Thermo Scientific | TSX40086LA |  | Manual | 19.31 | 0.36 | 1200
3891755 | Thermo Fisher Scientific LLC | Thermo Scientific | TSX50086CA |  | Manual | 24.09 | 0.31 | 1200
3891751 | Thermo Fisher Scientific LLC | Thermo Scientific | TSX50086FA |  | Manual | 24.09 | 0.31 | 1200
3417880 | Thermo Fisher Scientific LLC | Thermo Scientific | TSX50086FA |  | Manual | 24.09 | 0.31 | 1200
3891752 | Thermo Fisher Scientific LLC | Thermo Scientific | TSX50086LA |  | Manual | 24.09 | 0.31 | 1200
3417881 | Thermo Fisher Scientific LLC | Thermo Scientific | TSX50086LA |  | Manual | 24.09 | 0.31 | 1200
3891764 | Thermo Fisher Scientific LLC | Thermo Scientific | TSX60086CA |  | Manual | 28.79 | 0.27 | 1200
3891760 | Thermo Fisher Scientific LLC | Thermo Scientific | TSX60086FA |  | Manual | 28.79 | 0.27 | 1200
3417884 | Thermo Fisher Scientific LLC | Thermo Scientific | TSX60086FA |  | Manual | 28.79 | 0.27 | 1200
3891761 | Thermo Fisher Scientific LLC | Thermo Scientific | TSX60086LA |  | Manual | 28.79 | 0.27 | 1200
3417885 | Thermo Fisher Scientific LLC | Thermo Scientific | TSX60086LA |  | Manual | 28.79 | 0.27 | 1200
3891780 | Thermo Fisher Scientific LLC | Thermo Scientific | TSX70086CA |  | Manual | 33.56 | 0.24 | 1200
3891778 | Thermo Fisher Scientific LLC | Thermo Scientific | TSX70086FA |  | Manual | 33.56 | 0.24 | 1200
3417887 | Thermo Fisher Scientific LLC | Thermo Scientific | TSX70086FA |  | Manual | 33.56 | 0.24 | 1200
3891777 | Thermo Fisher Scientific LLC | Thermo Scientific | TSX70086LA |  | Manual | 33.56 | 0.24 | 1200
3417886 | Thermo Fisher Scientific LLC | Thermo Scientific | TSX70086LA |  | Manual | 33.56 | 0.24 | 1200
77618 | Thermo Fisher Scientific LLC | VWR-Premium Series ULT | 471-1355 |  | Manual | 19.31 | 0.36 | 1200
3891759 | Thermo Fisher Scientific LLC | VWR-Premium Series ULT | 471-1356 |  | Manual | 24.09 | 0.31 | 1200
3891768 | Thermo Fisher Scientific LLC | VWR-Premium Series ULT | 471-1357 |  | Manual | 28.79 | 0.27 | 1200
3891782 | Thermo Fisher Scientific LLC | VWR-Premium Series ULT | 471-1358 |  | Manual | 33.56 | 0.24 | 1200
3891763 | Thermo Fisher Scientific LLC | VWR-Premium Series ULT | 77168-786 |  | Manual | 28.79 | 0.27 | 1200
3891790 | Thermo Fisher Scientific LLC | VWR-Premium Series ULT | 77618-762 |  | Manual | 19.31 | 0.36 | 1200
3891794 | Thermo Fisher Scientific LLC | VWR-Premium Series ULT | 77618-766 |  | Manual | 19.31 | 0.36 | 1200
3891754 | Thermo Fisher Scientific LLC | VWR-Premium Series ULT | 77618-774 |  | Manual | 24.09 | 0.31 | 1200
3891758 | Thermo Fisher Scientific LLC | VWR-Premium Series ULT | 77618-778 |  | Manual | 24.09 | 0.31 | 1200
3891767 | Thermo Fisher Scientific LLC | VWR-Premium Series ULT | 77618-790 |  | Manual | 28.79 | 0.27 | 1200
3891779 | Thermo Fisher Scientific LLC | VWR-Premium Series ULT | 77618-798 |  | Manual | 33.56 | 0.24 | 1200
3891781 | Thermo Fisher Scientific LLC | VWR-Premium Series ULT | 77618-802 |  | Manual | 33.56 | 0.24 | 1200
2411080 | Trane and American Standard Heating and Air Conditioning | FARRAR | ULC |  | Automatic | 229.98 | 0.3 | 1200
3414506 | Trane and American Standard Heating and Air Conditioning | FARRAR | ULC-259 |  | Automatic | 259 | 0.25 | 1200