## Instructions
2023 HVAC / PLUMBING INCENTIVE CATALOG
SUPPLEMENTAL DATA SHEET
Directions:
1) | This tool is an Excel version of the Supplemental Data Sheet for the 2023 HVAC / Plumbing incentive catalog. It has built-in formulas and drop-down boxes to make is faster/easier to complete than the PDF version, and to provide some error checking capability.
2) | First, complete the Incentive Codes tab with the incentive codes from the incentive catalog(s) that are on the incentive application. While not required, this step is recommended as it will indicate whether a supplemental data sheet is / is not required for each measure. Required fields on the Incentive Codes tab are highlighted in yellow.
3) | Incentive codes can be entered either with or without the letter prefix (H4368 or just 4368).
4) | The Incentive Codes tab can identify whether a supplemental data sheet is needed for any measure, but only responses for the HVAC / Plumbing incentive catalog can be entered using this tool. See the corresponding Excel file for catalogs other than HVAC / Plumbing.
5) | On the HVAC / Plumbing tab, complete the jobsite name, jobsite address, and trade ally name highlighted in yellow.
6) | Complete any of the tables on the HVAC / Plumbing tab that are required for your incentive application. Add notes in the Comments/Notes column for any unusual situations that require additional explanation.
7) | Tables that have an "Other" option for a response will have a text box with similar to "Enter description for 'Other' " appear in the columns to the right of the Comments/Notes column. Error messages may also appear to the right of the Comments/Notes column, so make sure to scroll far enough right to check for this.
8) | If any text is too long to fit, manually adjust the row height of that row so that the full text is visible.

## Incentive Codes (Recommended)
INCENTIVE CODES - HVAC/PLUMBING SUPPLEMENTAL DATA SHEET |  |  |  |  | 2023 | Hide | Hide
List the incentive code(s), preferably including the letter prefix as shown in the incentive catalog, in the table below. This will provide guidance on whether any supplemental data sheets are needed. | [5 empty] | Message if Code not found: | Incentive Code not found under this Program!
This step is recommended and is designed to provide guidance on applicable portions of supplemental data sheets that need to be completed.
A fully completed Incentive Application is still required. | [6 empty] | This is the:
HVAC/Plumbing
Program: | [6 empty] | Supplemental Data Sheet
INCENTIVE CODE | MEASURE NAME | SUPPLEMENTAL DATA SHEET
|  | NEEDED? | DATA SHEET NAME | DATA SHEET TABLE ID | DATA SHEET STARTED?
-
-
-
-
-
-
-
-
-
-
-
-
-
-
-
-
-
-
-
-
Note on H1: Zach Obert: This column combines the data sheet name and table ID so make sure if searching for table "C" it's the right table C.

## HVAC & Plumbing
2023 HVAC/PLUMBING INCENTIVE CATALOG SUPPLEMENTAL DATA SHEET | [46 empty] | Links to SDS Tables:
A - Direct Fired Make-up Air Units - H5081
THIS FORM MUST BE ATTACHED TO COMPLETED INCENTIVE APPLICATION AND SUBMITTED TOGETHER. FOR PROJECTS INSTALLED BY 12/31/2023. NEED HELP? CALL 800.762.7077. | [46 empty] | B1 - A/C Split & Packaged Systems - H4368 to H4371
B2 - Split System A/C - Condensing Unit Only - H3909
C1 & C2 - Chillers - H4712 to H4735
HOW TO FILL OUT THIS FORM | [25 empty] | CUSTOMER INFORMATION | [20 empty] | D - Energy Recovery Ventilator - H2314, H5082
Refer to the HVAC/Plumbing Incentive Catalog for measure requirements and information. Complete the table corresponding to the measure in the catalog. Attach this form to a completed Incentive Application and submit together. | [46 empty] | E - Advanced Rooftop Unit Controllers - H3964
F1 - Demand Controlled Ventilation for Multiple Zone - H2853
[26 empty] | JOB SITE BUSINESS NAME | [20 empty] | F2 - Demand Controlled Ventilation for Single Zone - H3266
G - Guest Room Energy Mgmt Controls - H2374
[26 empty] | JOB SITE ADDRESS | [20 empty] | H - VFDs - H2640, H2641, H2643, H2726, H2644, H2646
I - High Use Comm Water Heater - P5084
TRADE ALLY NAME
Comments / Notes
A |  | DIRECT-FIRED MAKE-UP AIR UNITS - INCENTIVE CODE: H5081 | [41 empty] | PAGE 17
EQUIP # |  |  |  |  | OUTSIDE AIR FLOW (CFM) | [5 empty] | DISCHARGE AIR TEMP (°F) | [6 empty] | WEEKDAY START TIME |  |  |  |  | WEEKDAY END TIME |  |  |  |  | SATURDAY START TIME |  |  |  |  | SATURDAY END TIME |  |  |  |  | SUNDAY START TIME |  |  |  |  | SUNDAY END TIME
(Example) MAU 1 |  |  |  |  | 5000 | [5 empty] | 65 | [6 empty] | 7:00 AM |  |  |  |  | 10:00 PM |  |  |  |  | 8:00 AM |  |  |  |  | 2:00 PM |  |  |  |  | Off |  |  |  |  | Off
B1 |  | AIR CONDITIONING SPLIT AND PACKAGED SYSTEMS (≥5.42 TONS)
|  | INCENTIVE CODE: H4368, H4369, H4370, H4371 | [41 empty] | PAGE 19
EQUIP # |  |  |  |  | Qty | (A) AHRI RATED CAPACITY (TONS, 2 DECIMALS) | [5 empty] | (B) AHRI RATED PART LOAD EFFICIENCY (IEER, 2 DECIMALS) | [6 empty] | (C) PART LOAD EFF TO QUALIFY (IEER) (FROM MEASURE DESCRIPTION PG 19) | [7 empty] | (D) DELTA EFFICIENCY (B - C) |  |  |  | (E) ADDITIONAL INCENTIVE (D x $/TON) |  |  |  | (F) BASE INCENTIVE ($/TON) |  |  |  | (G) INCENTIVE RATE ($/TON) (E + F) |  |  |  | REQUESTED INCENTIVE* (A x G x QTY)
(Example) AC 1 |  |  |  |  | 1 | 15 | [5 empty] | 16 | [6 empty] | 15.4 | [7 empty] | 0.6 |  |  |  | 3 |  |  |  | 25 |  |  |  | 28 |  |  |  | 420 |  | n/a
[39 empty] | 0 |  |  |  | 0
[39 empty] | 0 |  |  |  | 0
[39 empty] | 0 |  |  |  | 0
[39 empty] | 0 |  |  |  | 0
[39 empty] | 0 |  |  |  | 0
[39 empty] | 0 |  |  |  | 0
[39 empty] | 0 |  |  |  | 0
[39 empty] | 0 |  |  |  | 0
[39 empty] | 0 |  |  |  | 0
[39 empty] | 0 |  |  |  | 0
B2 |  | SPLIT SYSTEM AIR CONDITIONING - CONDENSING UNIT ONLY -
|  | INCENTIVE CODE: H3909 | [41 empty] | PAGE 20
EQUIP # |  |  |  |  | Qty | (A) AHRI RATED CAPACITY (TONS, 2 DECIMALS) | [5 empty] | (B) AHRI RATED FULL LOAD EFFICIENCY (EER, 2 DECIMALS) | [6 empty] | (C) FULL LOAD EFF TO QUALIFY (EER) (FROM MEASURE DESCRIPTION PG 20) | [7 empty] | (D) DELTA EFFICIENCY (B - C) |  |  |  | (E) ADDITIONAL INCENTIVE (D x $/TON) |  |  |  | (F) BASE INCENTIVE ($/TON) |  |  |  | (G) INCENTIVE RATE ($/TON) (E + F) |  |  |  | REQUESTED INCENTIVE* (A x G x QTY)
(Example) AC 1 |  |  |  |  | 1 | 15 | [5 empty] | 12 | [6 empty] | 11.5 | [7 empty] | 0.5 |  |  |  | 2.5 |  |  |  | 20 |  |  |  | 22.5 |  |  |  | 337.5
[19 empty] | 11.1 | [19 empty] | 0 |  |  |  | 0
[19 empty] | 11.1 | [19 empty] | 0 |  |  |  | 0
[19 empty] | 11.1 | [19 empty] | 0 |  |  |  | 0
[19 empty] | 11.1 | [19 empty] | 0 |  |  |  | 0
[19 empty] | 11.1 | [19 empty] | 0 |  |  |  | 0
[19 empty] | 11.1 | [19 empty] | 0 |  |  |  | 0
[19 empty] | 11.1 | [19 empty] | 0 |  |  |  | 0
[19 empty] | 11.1 | [19 empty] | 0 |  |  |  | 0
[19 empty] | 11.1 | [19 empty] | 0 |  |  |  | 0
[19 empty] | 11.1 | [19 empty] | 0 |  |  |  | 0
C1 |  | CHILLERS (BUILDING COOLING LOAD) - | [39 empty] | PAGE 21-23
INCENTIVE CODE: H4712, H4713, H4714, H4715, H4716, H4717, H4718, H4719, H4720, H4721, H4722, H4723, H4724, H4725, H4726, H4727, H4729, H4730, H4731, H4732, H4733, H4734, H4735
EQUIP TYPE |  |  |  | Chiller Type | [15 empty] | BUILDING/SPACE DESIGN COOLING LOAD (TONS) | [8 empty] | BASE OR TRIM CHILLER? |  |  |  |  | CHILLER LOCKOUT TEMPERATURE (°F) | [6 empty] | CODE COMPLIANCE PATH: A OR B
(Example) Air-Cooled |  |  |  | Air-cooled chiller < 150 tons | [15 empty] | 90 | [8 empty] | Base |  |  |  |  | 53°F | [6 empty] | Path A
Line 1
Line 2
Line 3
Line 4
Line 5
C2 |  | CHILLERS (EQUIPMENT PERFORMANCE) - | [39 empty] | PAGE 21-23
INCENTIVE CODE: H4712, H4713, H4714, H4715, H4716, H4717, H4718, H4719, H4720, H4721, H4722, H4723, H4724, H4725, H4726, H4727, H4729, H4730, H4731, H4732, H4733, H4734, H4735
EQUIP # |  |  |  | (A) AHRI RATED CAPACITY (TONS, 3 DECIMALS) |  |  | (B) MAX FULL LOAD (KW/TON) (FROM MEASURE DESCRIPTION PG 21-23) |  |  |  |  | (C) AHRI RATED FULL LOAD EFFICIENCY (KW/TON, 3 DECIMALS) |  |  |  |  | (D) MAX PART LOAD (IPLV) (KW/TON) (FROM MEASURE DESCRIPTION PG 21-23) |  |  |  |  | (E) AHRI RATED PART LOAD EFFICIENCY (IPLV) (KW/TON, 3 DECIMALS) |  |  |  |  | (F) DELTA EFFICIENCY: ((B - C) + (D - E)) |  |  |  | (G) ADDITIONAL INCENTIVE ($/TON) |  |  |  | (H) BASE INCENTIVE ($/TON) |  |  |  | (I) INCENTIVE RATE ($/TON) (G + H) |  |  |  | TOTAL INCENTIVE* (A x I)
(Example) Chiller 1 |  |  |  | 95 |  |  | 1.16 |  |  |  |  | 1.12 |  |  |  |  | 0.88 |  |  |  |  | 0.84 |  |  |  |  | 0.08 |  |  |  | 10 |  |  |  | 8 |  |  |  | 18 |  |  |  | 1710 |  | 0 | 150
Line 1 | [38 empty] | 0 |  |  |  | 0
Line 2 | [38 empty] | 0 |  |  |  | 0
Line 3 | [38 empty] | 0 |  |  |  | 0
Line 4 | [38 empty] | 0 |  |  |  | 0
Line 5 | [38 empty] | 0 |  |  |  | 0
D |  | ENERGY RECOVERY VENTILATOR (ERV) - INCENTIVE CODE: H2314, H5082 | [41 empty] | PAGE 24
EQUIP # |  |  |  | HOURS OF OPERATION (HRS/WK) | [5 empty] | SUPPLY AIRFLOW (AHRI LISTED CFM) | [6 empty] | AHRI NET TOTAL WINTER EFFECTIVENESS % | [6 empty] | AHRI NET TOTAL SUMMER EFFECTIVENESS % | [6 empty] | HEATING SYSTEM EFFICIENCY (%) | [6 empty] | COOLING SYSTEM EFFICIENCY (KW/TON or EER, 2 DECIMALS)
(Example) ERV 1 |  |  |  | 60 | [5 empty] | 2000 | [6 empty] | 81% | [6 empty] | 77% | [6 empty] | 80% | [6 empty] | 1.20 kW/ton
E |  | ADVANCED ROOFTOP UNIT CONTROLLERS - INCENTIVE CODE: H3964 | [41 empty] | PAGE 26
EQUIP # |  |  | NOMINAL COOLING CAPACITY (TONS) |  |  |  |  | HEATER TYPE (NATURAL GAS OR ELECTRIC) |  |  |  |  | FAN HP |  |  | ECONOMIZER OPERATIONAL (YES / NO)? |  |  |  |  | WEEKDAY OPEN / CLOSE TIMES | [8 empty] | SATURDAY OPEN / CLOSE TIMES | [8 empty] | SUNDAY OPEN / CLOSE TIMES
(Example) RTU 1 |  |  | 15 |  |  |  |  | Natural Gas |  |  |  |  | 5 |  |  | Yes |  |  |  |  | 7:00 |  |  |  | / | 21:00 |  |  |  | 8:00 |  |  |  | / | 22:00 |  |  |  | 11:00 |  |  |  | / | 19:00
[25 empty] | / | [8 empty] | / | [8 empty] | /
[25 empty] | / | [8 empty] | / | [8 empty] | /
[25 empty] | / | [8 empty] | / | [8 empty] | /
[25 empty] | / | [8 empty] | / | [8 empty] | /
[25 empty] | / | [8 empty] | / | [8 empty] | /
[25 empty] | / | [8 empty] | / | [8 empty] | /
[25 empty] | / | [8 empty] | / | [8 empty] | /
[25 empty] | / | [8 empty] | / | [8 empty] | /
[25 empty] | / | [8 empty] | / | [8 empty] | /
[25 empty] | / | [8 empty] | / | [8 empty] | /
F1 |  | DEMAND CONTROLLED VENTILATION (DCV) - INCENTIVE CODE: H2853 (DCV FOR MULTIPLE ZONE) | [41 empty] | PAGE 27
EQUIP # |  |  | SPACE COOLING (Y/N) |  |  | SPACE HEATING EFF (%) |  |  |  | AREA SERVED TYPE | [5 empty] | AHU COOLING SIZE (TONS) |  |  |  | HOURS OF OPERATION / WEEK |  |  |  |  | (A) EXISTING MIN OUTSIDE AIR FLOW (CFM) | [6 empty] | (B) NEW MIN OUTSIDE AIR FLOW RATE (CFM) | [6 empty] | OUTSIDE AIR FLOW REDUCED (CFM) (A-B)
(Example) DCV 1 |  |  | Yes |  |  | 83% |  |  |  | Office | [5 empty] | 12 |  |  |  | 60 |  |  |  |  | 5000 | [6 empty] | 3000 | [6 empty] | 2000
F2 |  | DEMAND CONTROLLED VENTILATION (DCV) - INCENTIVE CODE: H3266 (DCV FOR SINGLE ZONE) | [41 empty] | PAGE 27
EQUIP # |  |  | SPACE COOLING (Y/N) |  |  |  |  | AREA SERVED TYPE | [6 empty] | AHU COOLING SIZE (TONS) | [6 empty] | AREA SERVED (SQ FT) | [6 empty] | EXISTING ECONOMIZER (DB, ENTHALPY) | [7 empty] | EXISTING AHU CONTROLS (NO SETBACK, EMS/T-stat)
(Example) DCV 1 |  |  | Yes |  |  |  |  | Office | [6 empty] | 12 | [6 empty] | 10000 | [6 empty] | Dry Bulb | [7 empty] | T-Stat
G |  | GUEST ROOM ENERGY MANAGEMENT CONTROLS - INCENTIVE CODE: H2374 | [40 empty] | PAGE 28
HVAC SYSTEM TYPE | [5 empty] | # OF ROOMS |  |  |  | COOLING EFFICIENCY W/ UNITS | [5 empty] | COOLING SYSTEM SOURCE | [5 empty] | COOLING CAPACITY PER ROOM (TONS) | [5 empty] | HEATING EFFICIENCY W/ UNITS | [5 empty] | HEATING SYSTEM SOURCE | [6 empty] | HEATING CAPACITY PER ROOM (MBH)
(Example) Fan Coil Unit | [5 empty] | 10 |  |  |  | 1.2 kW/ton | [5 empty] | Air-Cooled Chiller | [5 empty] | 0.75 | [5 empty] | 90% | [5 empty] | Boiler | [6 empty] | 10
H |  | VARIABLE FREQUENCY DRIVES - INCENTIVE CODE: H2640, H2641, H2643, H2644, H2646, H2726 | [40 empty] | PAGE 30
VFD # |  |  |  | VFD APPLICATION | [7 empty] | CONTROLS BEFORE VFD | [8 empty] | EQUIPMENT OPERATING HOURS (2,000 hr/yr min) | [8 empty] | HP CONTROLLED BY VFD | [5 empty] | QUANTITY |  |  |  | REQUESTED INCENTIVE* (qty X HP X $/HP)
(Example) AHU-1a |  |  |  | HVAC Fan | [7 empty] | Inlet Guide Vanes | [8 empty] | 2500 | [8 empty] | 10 | [5 empty] | 3 |  |  |  | 1200
0
0
0
0
0
0
0
0
0
0
I |  | HIGH-USE COMMERCIAL WATER HEATERS - INCENTIVE CODE: P5084 | [40 empty] | PAGE 31
BUILDING TYPE |  |  |  |  | EXISTING SYSTEM FUEL TYPE |  |  |  | EXISTING WATER HEATER TYPE |  |  |  |  | EXISTING EFFICIENCY (% OR EF) |  |  |  | WATER HEATER SUPPLY TEMP (˚F) |  |  |  |  | ANNUAL OPERATION (DAYS / YEAR) |  |  |  | ACTUAL USAGE (SEE PAGE 31 FOR UNITS OF MEASURE) | [6 empty] | NEW SYSTEM EFFICIENCY (% OR EF) |  |  |  |  | STORAGE TANK DIMENSIONS (HT X DIA) |  |  |  |  | STORAGE TANK R-VALUE
(Example) Cafeteria |  |  |  |  | Gas |  |  |  | Gas Storage |  |  |  |  | 82% |  |  |  | 125°F |  |  |  |  | 350 |  |  |  | 400 |  |  | meals/day |  |  |  | 95% |  |  |  |  | 60" x 24" |  |  |  |  | 14
* | Focus on Energy may adjust total incentive based on project caps. See measure requirements and Terms and Conditions for more information.
Note on F77: NOTE: Make sure that the performance data below is in the same order as the chiller types listed in Table B1.

## Lookups (hidden)
Program Name Lookup | [14 empty] | Supplemental Data Sheet Names
|  | Schools and Government | S&G | [11 empty] | Agribusiness
|  | Business & Industry | B&I | [11 empty] | HVAC/Plumbing
|  | Large Industrial | B&I | [11 empty] | Lighting
|  | Agribusiness | Ag | [11 empty] | Process Systems
|  | New Construction (any program) | BNC | [11 empty] | Propane
HVAC & Plumbing Supplemental Data Sheet
Table | Column 1 | Column 2 | Column 3 | Column 4 | Column 5 | Column 6 | Column 7 | Column 8 | Column 9 | Column 10 | Column 11
A |  |  |  | Off | Off | Off | Off | Off | Off
|  |  |  | 12 AM (Midnight) | 12 AM (Midnight) | 12 AM (Midnight) | 12 AM (Midnight) | 12 AM (Midnight) | 12 AM (Midnight)
|  |  |  | 1 AM | 1 AM | 1 AM | 1 AM | 1 AM | 1 AM
|  |  |  | 2 AM | 2 AM | 2 AM | 2 AM | 2 AM | 2 AM
|  |  |  | 3 AM | 3 AM | 3 AM | 3 AM | 3 AM | 3 AM
|  |  |  | 4 AM | 4 AM | 4 AM | 4 AM | 4 AM | 4 AM
|  |  |  | 5 AM | 5 AM | 5 AM | 5 AM | 5 AM | 5 AM
|  |  |  | 6 AM | 6 AM | 6 AM | 6 AM | 6 AM | 6 AM
|  |  |  | 7 AM | 7 AM | 7 AM | 7 AM | 7 AM | 7 AM
|  |  |  | 8 AM | 8 AM | 8 AM | 8 AM | 8 AM | 8 AM
|  |  |  | 9 AM | 9 AM | 9 AM | 9 AM | 9 AM | 9 AM
|  |  |  | 10 AM | 10 AM | 10 AM | 10 AM | 10 AM | 10 AM
|  |  |  | 11 AM | 11 AM | 11 AM | 11 AM | 11 AM | 11 AM
|  |  |  | 12 PM (Noon) | 12 PM (Noon) | 12 PM (Noon) | 12 PM (Noon) | 12 PM (Noon) | 12 PM (Noon)
|  |  |  | 1 PM | 1 PM | 1 PM | 1 PM | 1 PM | 1 PM
|  |  |  | 2 PM | 2 PM | 2 PM | 2 PM | 2 PM | 2 PM
|  |  |  | 3 PM | 3 PM | 3 PM | 3 PM | 3 PM | 3 PM
|  |  |  | 4 PM | 4 PM | 4 PM | 4 PM | 4 PM | 4 PM
|  |  |  | 5 PM | 5 PM | 5 PM | 5 PM | 5 PM | 5 PM
|  |  |  | 6 PM | 6 PM | 6 PM | 6 PM | 6 PM | 6 PM
|  |  |  | 7 PM | 7 PM | 7 PM | 7 PM | 7 PM | 7 PM
|  |  |  | 8 PM | 8 PM | 8 PM | 8 PM | 8 PM | 8 PM
|  |  |  | 9 PM | 9 PM | 9 PM | 9 PM | 9 PM | 9 PM
|  |  |  | 10 PM | 10 PM | 10 PM | 10 PM | 10 PM | 10 PM
|  |  |  | 11 PM | 11 PM | 11 PM | 11 PM | 11 PM | 11 PM
B1 | Tons | EER | IEER |  |  | Bonus incent | Base incent
| 5.4167 | n/a | 16.1 |  |  | 5 | 25
| 11.25 | n/a | 15.4 |  |  | 3 | 20
| 20 | n/a | 14.3
| 63.3333 | 9.7 | 11.4
B2 |  |  | 11.25 | 11.1 |  | 5 | 20
C1 |  |  |  | Base |  | Path A
|  |  |  | Trim |  | Path B
C2
|  | Min Size (>=) | Max Size (<) | Path A kW/ton | Path A IPLV | Path B kW/ton | Path B IPLV
| Air-cooled chiller < 150 tons | 0 | 150 | 1.16 | 0.88 | 1.24 | 0.73 | 125 | 8
| Air-cooled chiller ≥ 150 tons | 150 | 1000000 | 1.16 | 0.86 | 1.24 | 0.72 | 90 | 4
| Water cooled, positive disp. (screw/scroll) < 75 tons | 0 | 75 | 0.72 | 0.6 | 0.78 | 0.47
| Water cooled, positive disp. (screw/scroll) ≥ 75 tons and < 150 tons | 75 | 150 | 0.69 | 0.56 | 0.75 | 0.46
| Water cooled, positive disp. (screw/scroll) ≥ 150 tons and < 300 tons | 150 | 300 | 0.63 | 0.54 | 0.68 | 0.41
| Water cooled, positive disp. (screw/scroll) ≥ 300 tons and < 600 tons | 300 | 600 | 0.58 | 0.52 | 0.625 | 0.38
| Water cooled, positive disp. (screw/scroll) ≥ 600 tons | 600 | 1000000 | 0.53 | 0.5 | 0.585 | 0.35
| Water cooled, centrifugal < 150 tons | 0 | 150 | 0.58 | 0.55 | 0.695 | 0.41
| Water cooled, centrifugal ≥ 150 tons and < 300 tons | 150 | 300 | 0.58 | 0.55 | 0.635 | 0.37
| Water cooled, centrifugal ≥ 300 tons and < 400 tons | 300 | 400 | 0.53 | 0.52 | 0.595 | 0.36
| Water cooled, centrifugal ≥ 400 tons and < 600 tons | 400 | 600 | 0.53 | 0.5 | 0.585 | 0.35
| Water cooled, centrifugal ≥ 600 tons | 600 | 1000000 | 0.53 | 0.5 | 0.585 | 0.35
D | [6 empty] | kW/ton
EER
COP
E |  |  | Natural Gas |  | Yes |  | 1:00 | AM
|  |  | Electric |  | No |  | 2:00 | PM
3:00
4:00
5:00
6:00
7:00
8:00
9:00
10:00
11:00
12:00
F1 |  | Yes | Grocery/Convenience Store
|  | No | Restaurant Quick Serve
Restaurant Fine Dining
Restaurant Casual Dining
Health Care
Hotel/Motel
Office
School Classroom Wing
School Gymnasium
School Library
School Auditorium
Other Public Assembly
Retail
Warehouse
College
Other
F2 |  | Yes | Office |  |  | Dry Bulb | No Setback
|  | No | Retail Store |  |  | Enthalpy | EMS
|  |  | School Classroom Wing |  |  |  | T-Stat
School Gymnasium
School Library
School Auditorium
Restaurant Quick Serve
Restaurant Fine Dining
Restaurant Casual Dining
Other
G | Fan Coil Unit |  | kW/ton | Air-Cooled Chiller |  | % | Hot Water Boiler
| VRF |  | EER | Water-Cooled Chiller |  | COP | Steam Boiler
| Other |  | COP | Ground Source Heat Pump |  |  | Ground Source Heat Pump
|  |  |  | VRF |  |  | VRF
|  |  |  | Other |  |  | Heat Recovery Chiller
Other
H |  | Chilled Water Distribution Pump | Outlet Control Valve |  |  |  | 40
|  | HVAC Heating Pump | Bypass Valve |  |  |  | 30
|  | Process Pump | Discharge Damper
|  | Pool Pump | Inlet Guide Vanes
|  | Boiler Draft Fan | On/Off
|  | Cooling Tower Fan | Other
HVAC Fan
Process Fan
[13 empty] | usage per day | days per year
I | (Example) Cafeteria | [10 empty] | meals/day | 300 | 175
| Full-Service Restaurant | Gas | Gas Storage | [8 empty] | meals/day | 300 | 300
| Fast Food | Electric | Gas Tankless | [8 empty] | meals/day | 300 | 300
| Cafeteria |  | Electric Storage | [8 empty] | meals/day | 300 | 300
| Hotel/Motel | [10 empty] | Rooms | 30 | 300
| Nursing Home | [10 empty] | Rooms or Beds | 30 | 300
| Laundromat | [10 empty] | Washes/day | 30 | 300
| Fitness Center | [10 empty] | Square Feet | 3000 | 300
| Supermarket | [10 empty] | Not Required |  | 300
| Dormitory | [10 empty] | Students | 50 | 200
| K-12 school | [10 empty] | Students | 300 | 250
| Prison | [10 empty] | Inmates | 50 | 300
| Hospital | [10 empty] | Beds | 20 | 300
The list below is for checking if a specific table has data entry started
Table | All Blank? | Display Text
A | TRUE | Not Started
B1 | TRUE | Not Started
B2 | TRUE | Not Started
C1 | FALSE | Yes
C2 | FALSE | Yes
C1 & C2 | FALSE | Yes
D | TRUE | Not Started
E | TRUE | Not Started
F1 | TRUE | Not Started
F2 | TRUE | Not Started
G | TRUE | Not Started
H | TRUE | Not Started
I | TRUE | Not Started

## Criteria (hidden)
#N/A
B&I MMID | B&I Rural MMID | NC MMID | Business Catalog Code | Agribusiness Catalog Code | New Construction Catalog Code | Measure Text | Measure Code & Name | B&I Incentive | B&I Incentive per… | B&I Rural Incentive | B&I Rural Incentive per… | NC Incentive | NC Incentive Per | B&I MMID | B&I Rural MMID | NC MMID | B&I NC Eligible | B&I Rural NC Eligible | BNC Eligible | B&I % of Project Cost Limit | B&I Rural % of Project Cost Limit | Business NC % of Project Cost Limit | Requires Unique SPECTRUM Data Entry for UOM & Qty | Hybrid Calc required | Tech Review Required | Supp Data Sheet Name | Supp Data Sheet Table ID | Catalog Name | Page No.
[6 empty] | ----------------------LIGHTING CATALOG: INTERIOR FIXTURES AND LAMPS---------------------------- | ----------------------LIGHTING CATALOG: INTERIOR FIXTURES AND LAMPS---------------------------- | [20 empty] | Lighting
5459 | 5459 | 5459 | L5459 | L5459 | Not Eligible | LED, <44W, 1x4 or 2X4 product replacing 1- or 2-lamp T8 or T12 troffer | #N/A | 4 | Fixture | 4 | Fixture | N/A | Fixture | 5459 | 5459 | 5459 | No | No | No | 100% | 100% | 100% | No | No | No |  |  | Lighting | 12
3111 | 3111 | 3111 | L3111 | L3111 | Not Eligible | LED, ≤55W, 2X4 product replacing 3- or 4-lamp T8 or T12 troffer | #N/A | 18 | Fixture | 18 | Fixture | N/A | Fixture | 3111 | 3111 | 3111 | No | No | No | 100% | 100% | 100% | No | No | No |  |  | Lighting | 12
3400 | 3400 | 3400 | L3400 | L3400 | Not Eligible | 2X2 LED, ≤36W, replacing Fixture with 2 or more T8 or T12 Lamps | #N/A | 7 | Fixture | 7 | Fixture | N/A | Fixture | 3400 | 3400 | 3400 | No | No | No | 100% | 100% | 100% | No | No | No |  |  | Lighting | 12
3401 | 3401 | 3401 | L3401 | L3401 | Not Eligible | 2X2 LED, ≤85W, replacing Fixture with 2 or more 2G11 base Lamps | #N/A | 15 | Fixture | 15 | Fixture | N/A | Fixture | 3401 | 3401 | 3401 | No | No | No | 100% | 100% | 100% | No | No | No |  |  | Lighting | 12
5445 | 5445 | 5445 | L5445 | L5445 | Not Eligible | LED Fixture ≤10W/FT Replacing 1- or 2-lamp T5, T8 or T12 Lamp(s) in Cross Section | #N/A | 1 | Linear Foot | 1 | Linear Foot | N/A | Linear Foot | 5445 | 5445 | 5445 | No | No | No | 100% | 100% | 100% | No | No | No |  |  | Lighting | 13
5448 | 5448 | 5448 | L5448 | L5448 | Not Eligible | LED Fixture ≤24W/FT Replacing 3- or 4-lamp T5, T8 or T12 Lamps in Cross Section | #N/A | 2.5 | Linear Foot | 2.5 | Linear Foot | N/A | Linear Foot | 5448 | 5448 | 5448 | No | No | No | 100% | 100% | 100% | No | No | No |  |  | Lighting | 13
4314 | 4314 | 4314 | L4314 | L4314 | Not Eligible | 4’ 2 Lamp TLED ≤24W replacing 8’ 1 Lamp T8 or T12 | #N/A | 7.5 | Fixture | 7.5 | Fixture | N/A | Fixture | 4314 | 4314 | 4314 | No | No | No | 100% | 100% | 100% | No | No | No |  |  | Lighting | 13
4317 | 4317 | 4317 | L4317 | L4317 | Not Eligible | 4’ 2 Lamp TLED ≤24W replacing 8’ 1 Lamp T8HO or T12HO | #N/A | 7.5 | Fixture | 7.5 | Fixture | N/A | Fixture | 4317 | 4317 | 4317 | No | No | No | 100% | 100% | 100% | No | No | No |  |  | Lighting | 13
4320 | 4320 | 4320 | L4320 | L4320 | Not Eligible | 4’ 4 Lamp TLED ≤24W replacing 8’ 2 Lamp T8 or T12 | #N/A | 13 | Fixture | 13 | Fixture | N/A | Fixture | 4320 | 4320 | 4320 | No | No | No | 100% | 100% | 100% | No | No | No |  |  | Lighting | 13
4323 | 4323 | 4323 | L4323 | L4323 | Not Eligible | 4’ 4 Lamp TLED ≤24W replacing 8’ 2 Lamp T8HO or T12HO | #N/A | 15 | Fixture | 15 | Fixture | N/A | Fixture | 4323 | 4323 | 4323 | No | No | No | 100% | 100% | 100% | No | No | No |  |  | Lighting | 13
4326 | 4326 | 4326 | L4326 | L4326 | Not Eligible | 4’ 2 Lamp TLED ≤24W replacing 8’ 2 Lamp T8 or T12 | #N/A | 18 | Fixture | 18 | Fixture | N/A | Fixture | 4326 | 4326 | 4326 | No | No | No | 100% | 100% | 100% | No | No | No |  |  | Lighting | 13
4329 | 4329 | 4329 | L4329 | L4329 | Not Eligible | 4’ 2 Lamp TLED ≤24W replacing 8’ 2 Lamp T8HO or T12HO | #N/A | 20 | Fixture | 20 | Fixture | N/A | Fixture | 4329 | 4329 | 4329 | No | No | No | 100% | 100% | 100% | No | No | No |  |  | Lighting | 13
3091 | 3091 | 3091 | L3091 | L3091 | Not Eligible | ≤ 155W LED High Bay/Low Bay, replacing or instead of 250W HID | #N/A | 35 | Fixture | 35 | Fixture | N/A | Fixture | 3091 | 3091 | 3091 | No | No | No | 100% | 100% | 100% | No | No | No |  |  | Lighting | 14
3092 | 3092 | 3092 | L3092 | L3092 | Not Eligible | ≤ 250W LED High Bay/Low Bay, instead of 320-399W HID | #N/A | 40 | Fixture | 40 | Fixture | N/A | Fixture | 3092 | 3092 | 3092 | No | No | No | 100% | 100% | 100% | No | No | No |  |  | Lighting | 14
3093 | 3093 | 3093 | L3093 | L3093 | Not Eligible | ≤ 250W LED High Bay/Low Bay, replacing 400W HID | #N/A | 60 | Fixture | 60 | Fixture | N/A | Fixture | 3093 | 3093 | 3093 | No | No | No | 100% | 100% | 100% | No | No | No |  |  | Lighting | 14
3094 | 3094 | 3094 | L3094 | L3094 | Not Eligible | ≤ 365W LED High Bay/Low Bay, replacing 400W HID | #N/A | 35 | Fixture | 35 | Fixture | N/A | Fixture | 3094 | 3094 | 3094 | No | No | No | 100% | 100% | 100% | No | No | No |  |  | Lighting | 14
3095 | 3095 | 3095 | L3095 | L3095 | Not Eligible | ≤ 500W LED High Bay/Low Bay, replacing or instead of 1000W HID | #N/A | 100 | Fixture | 100 | Fixture | N/A | Fixture | 3095 | 3095 | 3095 | No | No | No | 100% | 100% | 100% | No | No | No |  |  | Lighting | 14
3096 | 3096 | 3096 | L3096 | L3096 | Not Eligible | ≤ 800W LED High Bay/Low Bay, replacing or instead of 1000W HID | #N/A | 60 | Fixture | 60 | Fixture | N/A | Fixture | 3096 | 3096 | 3096 | No | No | No | 100% | 100% | 100% | No | No | No |  |  | Lighting | 14
3393 | 3393 | 3393 | L3393 | L3393 | Not Eligible | ≤ 180W LED High Bay/Low Bay, replacing or instead of 6L T8 or 4L T5HO | #N/A | 30 | Fixture | 30 | Fixture | N/A | Fixture | 3393 | 3393 | 3393 | No | No | No | 100% | 100% | 100% | No | No | No |  |  | Lighting | 14
4347 | 4347 | 4347 | L4347 | L4347 | Not Eligible | ≤ 250W LED High Bay/Low Bay, replacing or instead of 8L T8 or 6L T5HO | #N/A | 40 | Fixture | 40 | Fixture | N/A | Fixture | 4347 | 4347 | 4347 | No | No | No | 100% | 100% | 100% | No | No | No |  |  | Lighting | 14
4795 | 4795 | 4795 | L4795 | L4795 | Not Eligible | ≤ 300W LED High Bay/Low Bay, replacing or instead of 10L T8 or 8L T5HO | #N/A | 60 | Fixture | 60 | Fixture | N/A | Fixture | 4795 | 4795 | 4795 | No | No | No | 100% | 100% | 100% | No | No | No |  |  | Lighting | 14
4796 | 4796 | 4796 | L4796 | L4796 | Not Eligible | ≤ 350W LED High Bay/Low Bay, replacing or instead of 12L T8 or 10L T5HO | #N/A | 80 | Fixture | 80 | Fixture | N/A | Fixture | 4796 | 4796 | 4796 | No | No | No | 100% | 100% | 100% | No | No | No |  |  | Lighting | 14
5460 | 5460 | 5460 | L5460 | L5460 | Not Eligible | ≤ 85W LED High Bay/Low Bay, replacing 4 Lamp 4' or 2 Lamp 8' T8 or T12 | #N/A | 10 | Fixture | 10 | Fixture | N/A | Fixture | 5460 | 5460 | 5460 | No | No | No | 100% | 100% | 100% | No | No | No |  |  | Lighting | 14
5461 | 5461 | 5461 | L5461 | L5461 | Not Eligible | ≤ 125W LED High Bay/Low Bay, replacing 4 Lamp 4' or 2 Lamp 8' T12HO | #N/A | 20 | Fixture | 20 | Fixture | N/A | Fixture | 5461 | 5461 | 5461 | No | No | No | 100% | 100% | 100% | No | No | No |  |  | Lighting | 14
5235 | 5235 | 5235 | R5235 | R5235 | Not Eligible | Refrigeration Savings for Lighting Upgrades in Freezers | #N/A | 0.07 | Watt Reduced | 0.07 | Watt Reduced | N/A | Watt Reduced | 5235 | 5235 | 5235 | No | No | No | 100% | 100% | 100% | No | No | Yes | Lighting | A | Lighting | 15
5236 | 5236 | 5236 | R5236 | R5236 | Not Eligible | Refrigeration Savings for Lighting Upgrades in Coolers | #N/A | 0.07 | Watt Reduced | 0.07 | Watt Reduced | N/A | Watt Reduced | 5236 | 5236 | 5236 | No | No | No | 100% | 100% | 100% | No | No | Yes | Lighting | A | Lighting | 15
4354 | 4354 | 4354 | L4354 | L4354 | Not Eligible | LED Downlight Fixtures replacing or instead of Incandescent, CFL, or HID fixture | #N/A | 0.11 | Watt Reduced | 0.11 | Watt Reduced | N/A | Watt Reduced | 4354 | 4354 | 4354 | No | No | No | 100% | 100% | 100% | No | No | Optional (yes if baseline watts not from input wattage table in lighting catalog) | Lighting | A | Lighting | 16
4813 | 4813 | 4813 | L4813 | L4813 | Not Eligible | LED Track/Mono/Accent fixtures replacing incandescent, CFL, or HID fixture | #N/A | 0.1 | Watt Reduced | 0.1 | Watt Reduced | N/A | Watt Reduced | 4813 | 4813 | 4813 | No | No | No | 100% | 100% | 100% | No | No | Optional (yes if baseline watts not from input wattage table in lighting catalog) | Lighting | A | Lighting | 16
3097 | 3097 | 3097 | L3097 | L3097 | Not Eligible | LED Stairwell or Passageway Fixture | #N/A | 12 | Fixture | 12 | Fixture | N/A | Fixture | 3097 | 3097 | 3097 | No | No | No | 100% | 100% | 100% | No | No | No |  |  | Lighting | 17
3903 | 3903 | 3903 | L3903 | L3903 | Not Eligible | Interior LED Signage | #N/A | 0.2 | Watt Reduced | 0.2 | Watt Reduced | N/A | Watt Reduced | 3903 | 3903 | 3903 | No | No | No | 100% | 100% | 100% | No | No | Yes | Lighting | A | Lighting | 17
3962 | 3962 | 3962 | L3962 | L3962 | Not Eligible | DLC listed, Mogul Screw-Base (E39) LED lamp replacing HID | #N/A | 0.1 | Watt Reduced | 0.1 | Watt Reduced | N/A | Watt Reduced | 3962 | 3962 | 3962 | No | No | No | 100% | 100% | 100% | No | No | Optional (yes if baseline watts not from input wattage table in lighting catalog) | Lighting | A | Lighting | 18
4779 | 4779 | 4779 | L4779 | L4779 | Not Eligible | Four-pin base LED Lamp Replacing CFL | #N/A | 0.1 | Watt Reduced | 0.1 | Watt Reduced | N/A | Watt Reduced | 4779 | 4779 | 4779 | No | No | No | 100% | 100% | 100% | No | No | Optional (yes if baseline watts not from input wattage table in lighting catalog) | Lighting | A | Lighting | 18
5451 | 5451 | 5451 | L5451 | L5451 | Not Eligible | 4' or U-Bend TLED, ≤24W, replacing 4' or U-Bend T5, T8, or T12 Lamp | #N/A | 1.5 | Lamp | 1.5 | Lamp | N/A | Lamp | 5451 | 5451 | 5451 | No | No | No | 50% | 50% | 50% | No | No | No |  |  | Lighting | 19
5452 | 5452 | 5452 | L5452 | L5452 | Not Eligible | 4' TLED, replacing 4' T5HO Lamp | #N/A | 3 | Lamp | 3 | Lamp | N/A | Lamp | 5452 | 5452 | 5452 | No | No | No | 50% | 50% | 50% | No | No | No |  |  | Lighting | 19
5453 | 5453 | 5453 | L5453 | L4797 | Not Eligible | 2' TLED, replacing 2' T8 or T12 Lamp | #N/A | 1.25 | Lamp | 1.25 | Lamp | N/A | Lamp | 5453 | 5453 | 5453 | No | No | No | 50% | 50% | 50% | No | No | No |  |  | Lighting | 19
5454 | 5454 | 5454 | L5454 | L4809 | Not Eligible | 8' TLED, replacing 8' T8 or T12 Lamp | #N/A | 3 | Lamp | 3 | Lamp | N/A | Lamp | 5454 | 5454 | 5454 | No | No | No | 50% | 50% | 50% | No | No | No |  |  | Lighting | 19
5029 | 5029 | 5029 | L5029 | Not Eligible | Not Eligible | CLS Fixture or Retrofit Kit Upgrade | #N/A | 0.25 | Watt Reduced | 0.25 | Watt Reduced | N/A | Watt Reduced | 5029 | 5029 | 5029 | No | No | No | 50% | 50% | 50% | No | Yes | No |  |  | Lighting | 20
4948 | 4948 | 4948 | Eligible under NC | Eligible under NC | N-L4948 | Lighting Power Density (LPD) better than code requirements | #N/A | N/A | kWh Reduced | N/A | kWh Reduced | 0.04 | kWh Reduced | 4948 | 4948 | 4948 | Yes | Yes | Yes | 100% | 100% | 100% | No | Yes | Yes |  |  | Lighting | 21
5233 | 5233 | 5233 | Eligible under NC | Eligible under NC | N-L5233 | Networked Lighting Controls (NLC) better than code requirements | #N/A | N/A | kWh Reduced | N/A | kWh Reduced | 0.04 | kWh Reduced | 5233 | 5233 | 5233 | Yes | Yes | Yes | 100% | 100% | 100% | No | Yes | Yes |  |  | Lighting | 21
[6 empty] | ----------------------LIGHTING CATALOG: EXTERIOR FIXTURES AND LAMPS---------------------------- | #N/A
4280 | 4280 | 4280 | L4280 | L4280 | N-L4280 | Outdoor LED Fixture or Retrofit Kit – Low Output ≤4,999 lumens | #N/A | 18 | Fixture | 18 | Fixture | 10 | Fixture | 4280 | 4280 | 4280 | Yes | Yes | Yes | 100% | 100% | 100% | No | No | No |  |  | Lighting | 22
4281 | 4281 | 4281 | L4281 | L4281 | N-L4281 | Outdoor LED Fixture or Retrofit Kit – Mid Output 5,000 – 9,999 lumens | #N/A | 30 | Fixture | 30 | Fixture | 20 | Fixture | 4281 | 4281 | 4281 | Yes | Yes | Yes | 100% | 100% | 100% | No | No | No |  |  | Lighting | 22
4282 | 4282 | 4282 | L4282 | L4282 | N-L4282 | Outdoor LED Fixture or Retrofit Kit – High Output 10,000 – 29,999 lumens | #N/A | 60 | Fixture | 60 | Fixture | 50 | Fixture | 4282 | 4282 | 4282 | Yes | Yes | Yes | 100% | 100% | 100% | No | No | No |  |  | Lighting | 22
4283 | 4283 | 4283 | L4283 | L4283 | N-L4283 | Outdoor LED Fixture or Retrofit Kit – Very High Output ≥30,000 lumens | #N/A | 150 | Fixture | 150 | Fixture | 100 | Fixture | 4283 | 4283 | 4283 | Yes | Yes | Yes | 100% | 100% | 100% | No | No | No |  |  | Lighting | 22
5065 | 5065 | 5065 | Not Eligible | Not Eligible | N-L5065 | Outdoor LED Fixture or Retrofit Kit – Low Output ≤4,999 lumens, with NLC | #N/A | N/A | Fixture | N/A | Fixture | 20 | Fixture | 5065 | 5065 | 4280 | Yes | Yes | Yes | 100% | 100% | 100% | No | No | No |  |  | Lighting | 22
5066 | 5066 | 5066 | Not Eligible | Not Eligible | N-L5066 | Outdoor LED Fixture or Retrofit Kit – Mid Output 5,000 – 9,999 lumens, with NLC | #N/A | N/A | Fixture | N/A | Fixture | 40 | Fixture | 5066 | 5066 | 4281 | Yes | Yes | Yes | 100% | 100% | 100% | No | No | No |  |  | Lighting | 22
5067 | 5067 | 5067 | Not Eligible | Not Eligible | N-L5067 | Outdoor LED Fixture or Retrofit Kit – High Output 10,000 – 29,999 lumens, with NLC | #N/A | N/A | Fixture | N/A | Fixture | 100 | Fixture | 5067 | 5067 | 4282 | Yes | Yes | Yes | 100% | 100% | 100% | No | No | No |  |  | Lighting | 22
5068 | 5068 | 5068 | Not Eligible | Not Eligible | N-L5068 | Outdoor LED Fixture or Retrofit Kit – Very High Output ≥30,000 lumens, with NLC | #N/A | N/A | Fixture | N/A | Fixture | 200 | Fixture | 5068 | 5068 | 4283 | Yes | Yes | Yes | 100% | 100% | 100% | No | No | No |  |  | Lighting | 22
4356 | 4356 | 4356 | L4356 | L4356 | N-L4356 | LED Downlight Fixtures replacing or instead of Incandescent, CFL or HID fixture, Exterior | #N/A | 0.11 | Watt Reduced | 0.11 | Watt Reduced | 0.1 | Watt Reduced | 4356 | 4356 | 4356 | Yes | Yes | Yes | 100% | 100% | 100% | No | No | Optional (yes if baseline watts not from input wattage table in lighting catalog) | Lighting | A | Lighting | 23
5446 | 5446 | 5446 | L5446 | L5446 | N-L5446 | LED Fixture ≤ 10 W/ft Replacing or Instead of 1L or 2L T5, T8, or T12 in Cross Section - 12 Hours/Day | #N/A | 2 | Linear Foot | 2 | Linear Foot | 1 | Linear Foot | 5446 | 5446 | 5446 | Yes | Yes | Yes | 100% | 100% | 100% | No | No | No |  |  | Lighting | 23
5447 | 5447 | 5447 | L5447 | L5447 | N-L5447 | LED Fixture ≤ 10 W/ft Replacing or Instead of 1L or 2L T5, T8, or T12 in Cross Section - 24 Hours/Day | #N/A | 2 | Linear Foot | 2 | Linear Foot | 1 | Linear Foot | 5447 | 5447 | 5447 | Yes | Yes | Yes | 100% | 100% | 100% | No | No | No |  |  | Lighting | 23
5449 | 5449 | 5449 | L5449 | L5449 | N-L5449 | LED Fixture ≤ 24 W/ft Replacing or Instead of 3L or 4L T5, T8, or T12 in Cross Section - 12 Hours/Day | #N/A | 5 | Linear Foot | 5 | Linear Foot | 3 | Linear Foot | 5449 | 5449 | 5449 | Yes | Yes | Yes | 100% | 100% | 100% | No | No | No |  |  | Lighting | 23
5450 | 5450 | 5450 | L5450 | L5450 | N-L5450 | LED Fixture ≤ 24 W/ft Replacing or Instead of 3L or 4L T5, T8, or T12 in Cross Section - 24 Hours/Day | #N/A | 5 | Linear Foot | 5 | Linear Foot | 3 | Linear Foot | 5450 | 5450 | 5450 | Yes | Yes | Yes | 100% | 100% | 100% | No | No | No |  |  | Lighting | 23
4316 | 4316 | 4316 | L4316 | L4316 | Not Eligible | 4' 2-lamp TLED <24W replacing 8' 1-lamp T8 or T12, 24 Hour, Exterior | #N/A | 10 | Fixture | 10 | Fixture | N/A | Fixture | 4316 | 4316 | 4316 | No | No | No | 100% | 100% | 100% | No | No | No |  |  | Lighting | 24
4315 | 4315 | 4315 | L4315 | L4315 | Not Eligible | 4' 2-lamp TLED <24W replacing 8' 1-lamp T8 or T12, Dusk to Dawn, Exterior | #N/A | 10 | Fixture | 10 | Fixture | N/A | Fixture | 4315 | 4315 | 4315 | No | No | No | 100% | 100% | 100% | No | No | No |  |  | Lighting | 24
4319 | 4319 | 4319 | L4319 | L4319 | Not Eligible | 4' 2-lamp TLED <24W replacing 8' 1-lamp T8HO or T12HO, 24 Hour, Exterior | #N/A | 10 | Fixture | 10 | Fixture | N/A | Fixture | 4319 | 4319 | 4319 | No | No | No | 100% | 100% | 100% | No | No | No |  |  | Lighting | 24
4318 | 4318 | 4318 | L4318 | L4318 | Not Eligible | 4' 2-lamp TLED <24W replacing 8' 1-lamp T8HO or T12HO, Dusk to Dawn, Exterior | #N/A | 10 | Fixture | 10 | Fixture | N/A | Fixture | 4318 | 4318 | 4318 | No | No | No | 100% | 100% | 100% | No | No | No |  |  | Lighting | 24
4322 | 4322 | 4322 | L4322 | L4322 | Not Eligible | 4’ 4-lamp TLED <24W replacing 8' 2-lamp T8 or T12, 24 Hour, Exterior | #N/A | 12.5 | Fixture | 12.5 | Fixture | N/A | Fixture | 4322 | 4322 | 4322 | No | No | No | 100% | 100% | 100% | No | No | No |  |  | Lighting | 24
4321 | 4321 | 4321 | L4321 | L4321 | Not Eligible | 4’ 4-lamp TLED <24W replacing 8' 2-lamp T8 or T12, Dusk to Dawn, Exterior | #N/A | 12.5 | Fixture | 12.5 | Fixture | N/A | Fixture | 4321 | 4321 | 4321 | No | No | No | 100% | 100% | 100% | No | No | No |  |  | Lighting | 24
4325 | 4325 | 4325 | L4325 | L4325 | Not Eligible | 4' 4-lamp TLED <24W replacing 8' 2-lamp T8HO or T12HO, 24 Hour, Exterior | #N/A | 12.5 | Fixture | 12.5 | Fixture | N/A | Fixture | 4325 | 4325 | 4325 | No | No | No | 100% | 100% | 100% | No | No | No |  |  | Lighting | 24
4324 | 4324 | 4324 | L4324 | L4324 | Not Eligible | 4' 4-lamp TLED <24W replacing 8' 2-lamp T8HO or T12HO, Dusk to Dawn, Exterior | #N/A | 12.5 | Fixture | 12.5 | Fixture | N/A | Fixture | 4324 | 4324 | 4324 | No | No | No | 100% | 100% | 100% | No | No | No |  |  | Lighting | 24
4328 | 4328 | 4328 | L4328 | L4328 | Not Eligible | 4' 2-lamp TLED <24W replacing 8' 2-lamp T8 or T12, 24 Hour, Exterior | #N/A | 22.5 | Fixture | 22.5 | Fixture | N/A | Fixture | 4328 | 4328 | 4328 | No | No | No | 100% | 100% | 100% | No | No | No |  |  | Lighting | 24
4327 | 4327 | 4327 | L4327 | L4327 | Not Eligible | 4' 2-lamp TLED <24W replacing 8' 2-lamp T8 or T12, Dusk to Dawn, Exterior | #N/A | 22.5 | Fixture | 22.5 | Fixture | N/A | Fixture | 4327 | 4327 | 4327 | No | No | No | 100% | 100% | 100% | No | No | No |  |  | Lighting | 24
4331 | 4331 | 4331 | L4331 | L4331 | Not Eligible | 4' 2-lamp TLED <24W replacing 8' 2-lamp T8HO or T12HO, 24 Hour, Exterior | #N/A | 22.5 | Fixture | 22.5 | Fixture | N/A | Fixture | 4331 | 4331 | 4331 | No | No | No | 100% | 100% | 100% | No | No | No |  |  | Lighting | 24
4330 | 4330 | 4330 | L4330 | L4330 | Not Eligible | 4' 2-lamp TLED <24W replacing 8' 2-lamp T8HO or T12HO, Dusk to Dawn, Exterior | #N/A | 22.5 | Fixture | 22.5 | Fixture | N/A | Fixture | 4330 | 4330 | 4330 | No | No | No | 100% | 100% | 100% | No | No | No |  |  | Lighting | 24
3904 | 3904 | 3904 | L3904 | L3904 | Not Eligible | Exterior LED Signage | #N/A | 0.2 | Watt Reduced | 0.2 | Watt Reduced | N/A | Watt Reduced | 3904 | 3904 | 3904 | No | No | No | 100% | 100% | 100% | No | No | Yes | Lighting | A | Lighting | 24
3963 | 3963 | 3963 | L3963 | L3963 | Not Eligible | DLC listed, Mogul Screw-Base (E39) lamp replacing HID, Exterior | #N/A | 0.15 | Watt Reduced | 0.15 | Watt Reduced | N/A | Watt Reduced | 3963 | 3963 | 3963 | No | No | No | 100% | 100% | 100% | No | No | Optional (yes if baseline watts not from input wattage table in lighting catalog) | Lighting | A | Lighting | 25
5455 | 5455 | 5455 | L5455 | L5455 | Not Eligible | 4' or U-Bend TLED ≤24W, replacing 4' or U-Bend T5, T8 or T12 Lamp, 24 hour, Exterior | #N/A | 1.5 | Lamp | 1.5 | Lamp | N/A | Lamp | 5455 | 5455 | 5455 | No | No | No | 50% | 50% | 50% | No | No | No |  |  | Lighting | 26
5456 | 5456 | 5456 | L5456 | L5456 | Not Eligible | 4' or U-Bend TLED ≤24W, replacing 4' or U-Bend T5, T8 or T12 Lamp, Dusk to Dawn, Exterior | #N/A | 1.5 | Lamp | 1.5 | Lamp | N/A | Lamp | 5456 | 5456 | 5456 | No | No | No | 50% | 50% | 50% | No | No | No |  |  | Lighting | 26
5457 | 5457 | 5457 | L5457 | L5457 | Not Eligible | 8' TLED, replacing 8' T8 or T12 Lamp, 24 Hour, Exterior | #N/A | 3 | Lamp | 3 | Lamp | N/A | Lamp | 5457 | 5457 | 5457 | No | No | No | 50% | 50% | 50% | No | No | No |  |  | Lighting | 26
5458 | 5458 | 5458 | L5458 | L5458 | Not Eligible | 8' TLED, replacing 8' T8 or T12 Lamp, Dusk to Dawn, Exterior | #N/A | 3 | Lamp | 4.5 | Lamp | N/A | Lamp | 5458 | 5458 | 5458 | No | No | No | 50% | 50% | 50% | No | No | No |  |  | Lighting | 26
[6 empty] | ----------------------LIGHTING CATALOG: CONTROLS---------------------------- | #N/A | [9 empty] | No | No | No | [8 empty] | Lighting
5031 | 5031 | 5031 | L5031 | Not Eligible | Not Eligible | CLS – Fixture or Retrofit Kit/Lamp with Connected Controls, Interior | #N/A | 0.45 | Watt Reduced | 0.45 | Watt Reduced | N/A | Watt Reduced | 5031 | 5031 | 5031 | No | No | No | 50% | 50% | 50% | No | Yes | No |  |  | Lighting | 28
5030 | 5030 | 5030 | L5030 | Not Eligible | Not Eligible | CLS – Fixture or Retrofit Kit/Lamp with Connected Controls, Exterior | #N/A | 0.5 | Watt Reduced | 0.5 | Watt Reduced | N/A | Watt Reduced | 5030 | 5030 | 5030 | No | No | No | 50% | 50% | 50% | No | Yes | No |  |  | Lighting | 28
3406 | 3406 | 3406 | L3406 | L3406 | Not Eligible | Daylighting Controls | #N/A | 0.05 | Watt Controlled | 0.05 | Watt Controlled | N/A | Watt Controlled | 3406 | 3406 | 3406 | No | No | No | 100% | 100% | 100% | No | No | Yes | Lighting | B | Lighting | 29
5061 | 5061 | 5061 | L5061 | L5061 | Not Eligible | High and Low Bay On/Off Occupancy Sensor Control | #N/A | 0.05 | Watt Controlled | 0.05 | Watt Controlled | N/A | Watt Controlled | 5061 | 5061 | 5061 | No | No | No | 100% | 100% | 100% | No | No | Optional (yes if not paired with fixture measure to easily determine watts controlled) | Lighting | B | Lighting | 29
5062 | 5062 | 5062 | L5062 | L5062 | Not Eligible | High and Low Bay Bi-Level Occupancy Control | #N/A | 0.05 | Watt Controlled | 0.05 | Watt Controlled | N/A | Watt Controlled | 5062 | 5062 | 5062 | No | No | No | 100% | 100% | 100% | No | No | Optional (yes if not paired with fixture measure to easily determine watts controlled) | Lighting | B | Lighting | 29
4812 | 4812 | 4812 | L4812 | L4812 | Not Eligible | Non-High Bay Occupancy/Vacancy Sensor | #N/A | 0.05 | Watt Controlled | 0.05 | Watt Controlled | N/A | Watt Controlled | 4812 | 4812 | 4812 | No | No | No | 100% | 100% | 100% | No | No | Optional (yes if not paired with fixture measure to easily determine watts controlled) | Lighting | B | Lighting | 30
5063 | 5063 | 5063 | L5063 | L5063 | Not Eligible | Bi-Level Controls, Parking Garage Lighting, Dusk to Dawn | #N/A | 0.05 | Watt Controlled | 0.05 | Watt Controlled | N/A | Watt Controlled | 5063 | 5063 | 5063 | No | No | No | 100% | 100% | 100% | No | No | Yes | Lighting | B | Lighting | 30
5064 | 5064 | 5064 | L5064 | L5064 | Not Eligible | Bi-Level Controls, Parking Garage Lighting, 24 Hour | #N/A | 0.05 | Watt Controlled | 0.05 | Watt Controlled | N/A | Watt Controlled | 5064 | 5064 | 5064 | No | No | No | 100% | 100% | 100% | No | No | Yes | Lighting | B | Lighting | 30
[6 empty] | ----------------------HVAC CATALOG: HEATING SYSTEMS---------------------------- | #N/A | [20 empty] | HVAC
2218 | 2218 | 2218 | H2218 | H2218 | N-H2218 | Hot Water Boilers, < 300 MBh input, ≥90% AFUE | #N/A | 5 | MBh | 5 | MBh | 5 | MBh | 2218 | 2218 | 2218 | Yes | Yes | Yes | 100% | 100% | 100% | No | No | No |  |  | HVAC | 10
3276 | 3276 | 3276 | H3276 | H3276 | N-H3276 | Hot Water Boilers, ≥300 MBh input, ≥90% thermal efficiency | #N/A | 5 | MBh | 5 | MBh | 5 | MBh | 3276 | 3276 | 3276 | Yes | Yes | Yes | 100% | 100% | 100% | No | No | No |  |  | HVAC | 10
2221 | 2221 | 2221 | H2221 | H2221 | Not Eligible | Outdoor Air Reset/Cutout Controls | #N/A | 70 | Control | 70 | Control | N/A | Control | 2221 | 2221 | 2221 | No | No | No | 100% | 100% | 100% | No | No | Yes |  |  | HVAC | 11
2205 | 2205 | 2205 | H2205 | H2205 | Not Eligible | Linkageless Controls, HVAC Boilers | #N/A | 18 | BHP | 18 | BHP | N/A | BHP | 2205 | 2205 | 2205 | No | No | No | 50% | 50% | 50% | No | No | Yes |  |  | HVAC | 12
2206 | 2206 | 2206 | H2206 | H2206 | Not Eligible | O₂ Trim Controls, HVAC Boilers | #N/A | 5 | BHP | 5 | BHP | N/A | BHP | 2206 | 2206 | 2206 | No | No | No | 50% | 50% | 50% | No | No | Yes |  |  | HVAC | 12
2203 | 2203 | 2203 | H2203 | H2203 | Not Eligible | High Turndown Burner, Retrofit on Existing Boiler | #N/A | 12 | BHP | 12 | BHP | N/A | BHP | 2203 | 2203 | 2203 | No | No | No | 50% | 50% | 50% | No | No | Yes |  |  | HVAC | 12
5237 | 5237 | 5237 | H5237 | H5237 | N-H5237 | High Turndown Burner, New Boiler Replacement | #N/A | 12 | BHP | 12 | BHP | 12 | BHP | 5237 | 5237 | 5237 | Yes | Yes | Yes | 50% | 50% | 50% | No | No | Yes |  |  | HVAC | 12
2225 | 2225 | 2225 | H2225 | H2225 | Not Eligible | Steam Trap Survey (HVAC) | #N/A | 5 | Steam Trap | 5 | Steam Trap | N/A | Steam Trap | 2225 | 2225 | 2225 | No | No | No | 100% | 100% | 100% | No | No | Yes |  |  | HVAC | 13
4004 | 4004 | 4004 | H4004 | H4004 | Not Eligible | Steam Trap Repair, <10 psig General Heating, 7/32" or Smaller Trap | #N/A | 35 | Steam Trap | 35 | Steam Trap | N/A | Steam Trap | 4004 | 4004 | 4004 | No | No | No | 100% | 100% | 100% | No | No | Yes |  |  | HVAC | 13
4005 | 4005 | 4005 | H4005 | H4005 | Not Eligible | Steam Trap Repair, <10 psig General Heating, 1/4" Trap | #N/A | 35 | Steam Trap | 35 | Steam Trap | N/A | Steam Trap | 4005 | 4005 | 4005 | No | No | No | 100% | 100% | 100% | No | No | Yes |  |  | HVAC | 13
4006 | 4006 | 4006 | H4006 | H4006 | Not Eligible | Steam Trap Repair, <10 psig General Heating, 5/16" Trap | #N/A | 35 | Steam Trap | 35 | Steam Trap | N/A | Steam Trap | 4006 | 4006 | 4006 | No | No | No | 100% | 100% | 100% | No | No | Yes |  |  | HVAC | 13
4007 | 4007 | 4007 | H4007 | H4007 | Not Eligible | Steam Trap Repair, <10 psig General Heating, 3/8" or Larger Trap | #N/A | 35 | Steam Trap | 35 | Steam Trap | N/A | Steam Trap | 4007 | 4007 | 4007 | No | No | No | 100% | 100% | 100% | No | No | Yes |  |  | HVAC | 13
4008 | 4008 | 4008 | H4008 | H4008 | Not Eligible | Steam Trap Repair, 10-49 psig General Heating, 7/32" or Smaller Trap | #N/A | 60 | Steam Trap | 60 | Steam Trap | N/A | Steam Trap | 4008 | 4008 | 4008 | No | No | No | 100% | 100% | 100% | No | No | Yes |  |  | HVAC | 13
4009 | 4009 | 4009 | H4009 | H4009 | Not Eligible | Steam Trap Repair, 10-49 psig General Heating, 1/4" Trap | #N/A | 60 | Steam Trap | 60 | Steam Trap | N/A | Steam Trap | 4009 | 4009 | 4009 | No | No | No | 100% | 100% | 100% | No | No | Yes |  |  | HVAC | 13
4010 | 4010 | 4010 | H4010 | H4010 | Not Eligible | Steam Trap Repair, 10-49 psig General Heating, 5/16" Trap | #N/A | 60 | Steam Trap | 60 | Steam Trap | N/A | Steam Trap | 4010 | 4010 | 4010 | No | No | No | 100% | 100% | 100% | No | No | Yes |  |  | HVAC | 13
4011 | 4011 | 4011 | H4011 | H4011 | Not Eligible | Steam Trap Repair, 10-49 psig General Heating, 3/8" or Larger Trap | #N/A | 60 | Steam Trap | 60 | Steam Trap | N/A | Steam Trap | 4011 | 4011 | 4011 | No | No | No | 100% | 100% | 100% | No | No | Yes |  |  | HVAC | 13
4012 | 4012 | 4012 | H4012 | H4012 | Not Eligible | Steam Trap Repair, 50-124 psig General Heating, 7/32" or Smaller Trap | #N/A | 90 | Steam Trap | 90 | Steam Trap | N/A | Steam Trap | 4012 | 4012 | 4012 | No | No | No | 100% | 100% | 100% | No | No | Yes |  |  | HVAC | 13
4013 | 4013 | 4013 | H4013 | H4013 | Not Eligible | Steam Trap Repair, 50-124 psig General Heating, 1/4" Trap | #N/A | 90 | Steam Trap | 90 | Steam Trap | N/A | Steam Trap | 4013 | 4013 | 4013 | No | No | No | 100% | 100% | 100% | No | No | Yes |  |  | HVAC | 13
4014 | 4014 | 4014 | H4014 | H4014 | Not Eligible | Steam Trap Repair, 50-124 psig General Heating, 5/16" Trap | #N/A | 90 | Steam Trap | 90 | Steam Trap | N/A | Steam Trap | 4014 | 4014 | 4014 | No | No | No | 100% | 100% | 100% | No | No | Yes |  |  | HVAC | 13
4015 | 4015 | 4015 | H4015 | H4015 | Not Eligible | Steam Trap Repair, 50-124 psig General Heating, 3/8" or Larger Trap | #N/A | 90 | Steam Trap | 90 | Steam Trap | N/A | Steam Trap | 4015 | 4015 | 4015 | No | No | No | 100% | 100% | 100% | No | No | Yes |  |  | HVAC | 13
4944 | 4944 | 4944 | H4944 | H4944 | Not Eligible | Steam Trap Repair, ≥125 psig General Heating, 7/32" or Smaller Trap | #N/A | 150 | Steam Trap | 150 | Steam Trap | N/A | Steam Trap | 4944 | 4944 | 4944 | No | No | No | 100% | 100% | 100% | No | No | Yes |  |  | HVAC | 13
4945 | 4945 | 4945 | H4945 | H4945 | Not Eligible | Steam Trap Repair, ≥125 psig General Heating, 1/4" Trap | #N/A | 150 | Steam Trap | 150 | Steam Trap | N/A | Steam Trap | 4945 | 4945 | 4945 | No | No | No | 100% | 100% | 100% | No | No | Yes |  |  | HVAC | 13
4946 | 4946 | 4946 | H4946 | H4946 | Not Eligible | Steam Trap Repair, ≥125 psig General Heating, 5/16" Trap | #N/A | 150 | Steam Trap | 150 | Steam Trap | N/A | Steam Trap | 4946 | 4946 | 4946 | No | No | No | 100% | 100% | 100% | No | No | Yes |  |  | HVAC | 13
4947 | 4947 | 4947 | H4947 | H4947 | Not Eligible | Steam Trap Repair, ≥125 psig General Heating, 3/8" or Larger Trap | #N/A | 150 | Steam Trap | 150 | Steam Trap | N/A | Steam Trap | 4947 | 4947 | 4947 | No | No | No | 100% | 100% | 100% | No | No | Yes |  |  | HVAC | 13
2429 | 2429 | 2429 | H2429 | H2429 | Not Eligible | Insulation for Steam Fittings, Natural Gas | #N/A | 10 | Fitting | 10 | Fitting | N/A | Fitting | 2429 | 2429 | 2429 | No | No | No | 100% | 100% | 100% | No | No | No |  |  | HVAC | 14
2430 | 2430 | 2430 | H2430 | H2430 | Not Eligible | Insulation for Steam Pipe, Natural Gas | #N/A | 2.5 | Ft of Pipe | 2.5 | Ft of Pipe | N/A | Ft of Pipe | 2430 | 2430 | 2430 | No | No | No | 100% | 100% | 100% | No | No | No |  |  | HVAC | 14
3491 | 3491 | 3491 | H3491 | H3491 | N-H3491 | Furnace with ECM, ≥95%+ AFUE, 2 stages of heat, NG | #N/A | 270 | Furnace | 270 | Furnace | 220 | Furnace | 3491 | 3491 | 3491 | Yes | Yes | Yes | 100% | 100% | 100% | No | No | No |  |  | HVAC | 15
3492 | 3492 | 3492 | H3492 | H3492 | N-H3492 | Furnace with ECM, ≥90%+ AFUE, 2 stages of heat, NG | #N/A | 120 | Furnace | 120 | Furnace | 100 | Furnace | 3492 | 3492 | 3492 | Yes | Yes | Yes | 100% | 100% | 100% | No | No | No |  |  | HVAC | 15
2422 | 2422 | 2422 | H2422 | H2422 | N-H2422 | Infrared Heater | #N/A | 1.5 | MBh | 1.5 | MBh | 1 | MBh | 2422 | 2422 | 2422 | Yes | Yes | Yes | 100% | 100% | 100% | No | No | No |  |  | HVAC | 16
5436 | 5436 | 5436 | H5436 | H5436 | N-H5436 | Unit Heater, ≥ 90% Thermal Efficiency | #N/A | 2.5 | MBh | 2.5 | MBh | 1.25 | MBh | 5436 | 5436 | 5436 | Yes | Yes | Yes | 100% | 100% | 100% | No | No | No |  |  | HVAC | 16
2699 | 2699 | 2699 | H2699 | H2699 | N-H2699 | PTHP <8,000 BTUh, ≥10.7 EER and ≥3.1 COP (NC = ≥12.7 EER and ≥3.1 COP) | #N/A | 75 | PTHP | 75 | PTHP | 65 | PTHP | 2699 | 2699 | 2699 | Yes | Yes | Yes | 100% | 100% | 100% | No | No | No |  |  | HVAC | 17
2702 | 2702 | 2702 | H2702 | H2702 | N-H2702 | PTHP 8,000-9,999 BTUh, ≥10.4 EER and ≥3.0 COP (NC = ≥12.1 EER and ≥3.0 COP) | #N/A | 75 | PTHP | 75 | PTHP | 65 | PTHP | 2702 | 2702 | 2702 | Yes | Yes | Yes | 100% | 100% | 100% | No | No | No |  |  | HVAC | 17
2701 | 2701 | 2701 | H2701 | H2701 | N-H2701 | PTHP 10,000-12,999 BTUh, ≥9.9 EER and ≥2.9 COP (NC = ≥10.9 EER and ≥2.9 COP) | #N/A | 75 | PTHP | 75 | PTHP | 65 | PTHP | 2701 | 2701 | 2701 | Yes | Yes | Yes | 100% | 100% | 100% | No | No | No |  |  | HVAC | 17
2700 | 2700 | 2700 | H2700 | H2700 | N-H2700 | PTHP ≥13,000 BTUh, ≥9.3 EER and ≥2.9 COP (NC = ≥10.3 EER and ≥2.9 COP) | #N/A | 75 | PTHP | 75 | PTHP | 65 | PTHP | 2700 | 2700 | 2700 | Yes | Yes | Yes | 100% | 100% | 100% | No | No | No |  |  | HVAC | 17
5081 | 5081 | 5081 | H5081 | H5081 | N-H5081 | Direct Fired Make-up Air Unit | #N/A | 0.25 | CFM | 0.25 | CFM | 0.15 | CFM | 5081 | 5081 | 5081 | Yes | Yes | Yes | 100% | 100% | 100% | No | Yes | Yes | HVAC/Plumbing | A | HVAC | 17
[6 empty] | ----------------------HVAC CATALOG: COOLING SYSTEMS---------------------------- | #N/A | [20 empty] | HVAC
5423 | 5423 | 5423 | H5423 | H5423 | N-H5423 | 16 SEER2 A/C Split System or Single Package, < 5.42 tons | #N/A | 40 | A/C Unit | 40 | A/C Unit | 30 | A/C Unit | 5423 | 5423 | 5423 | Yes | Yes | Yes | 100% | 100% | 100% | Yes | No | Yes |  |  | HVAC | 18
5424 | 5424 | 5424 | H5424 | H5424 | N-H5424 | 17 SEER2 A/C Split System or Single Package, < 5.42 tons | #N/A | 60 | A/C Unit | 60 | A/C Unit | 40 | A/C Unit | 5424 | 5424 | 5424 | Yes | Yes | Yes | 100% | 100% | 100% | Yes | No | Yes |  |  | HVAC | 18
5425 | 5425 | 5425 | H5425 | H5425 | N-H5425 | 18 SEER2 A/C Split System or Single Package, < 5.42 tons | #N/A | 80 | A/C Unit | 80 | A/C Unit | 50 | A/C Unit | 5425 | 5425 | 5425 | Yes | Yes | Yes | 100% | 100% | 100% | Yes | No | Yes |  |  | HVAC | 18
5426 | 5426 | 5426 | H5426 | H5426 | N-H5426 | 19 SEER2 A/C Split System or Single Package, < 5.42 tons | #N/A | 100 | A/C Unit | 100 | A/C Unit | 60 | A/C Unit | 5426 | 5426 | 5426 | Yes | Yes | Yes | 100% | 100% | 100% | Yes | No | Yes |  |  | HVAC | 18
5427 | 5427 | 5427 | H5427 | H5427 | N-H5427 | 20 SEER2 A/C Split System or Single Package, < 5.42 tons | #N/A | 120 | A/C Unit | 120 | A/C Unit | 70 | A/C Unit | 5427 | 5427 | 5427 | Yes | Yes | Yes | 100% | 100% | 100% | Yes | No | Yes |  |  | HVAC | 18
5428 | 5428 | 5428 | H5428 | H5428 | N-H5428 | 16 SEER2 and 9.0 HSPF2 Split System Air-Source Heat Pump, < 5.42 tons | #N/A | 65 | A/C Unit | 65 | A/C Unit | 45 | A/C Unit | 5428 | 5428 | 5428 | Yes | Yes | Yes | 100% | 100% | 100% | Yes | No | Yes |  |  | HVAC | 18
5429 | 5429 | 5429 | H5429 | H5429 | N-H5429 | 17 SEER2 and 9.0 HSPF2 Split System Air-Source Heat Pump, < 5.42 tons | #N/A | 85 | A/C Unit | 85 | A/C Unit | 55 | A/C Unit | 5429 | 5429 | 5429 | Yes | Yes | Yes | 100% | 100% | 100% | Yes | No | Yes |  |  | HVAC | 18
5430 | 5430 | 5430 | H5430 | H5430 | N-H5430 | 18 SEER2 and 9.0 HSPF2 Split System Air-Source Heat Pump, < 5.42 tons | #N/A | 105 | A/C Unit | 105 | A/C Unit | 65 | A/C Unit | 5430 | 5430 | 5430 | Yes | Yes | Yes | 100% | 100% | 100% | Yes | No | Yes |  |  | HVAC | 18
5431 | 5431 | 5431 | H5431 | H5431 | N-H5431 | 19 SEER2 and 9.0 HSPF2 Split System Air-Source Heat Pump, < 5.42 tons | #N/A | 125 | A/C Unit | 125 | A/C Unit | 75 | A/C Unit | 5431 | 5431 | 5431 | Yes | Yes | Yes | 100% | 100% | 100% | Yes | No | Yes |  |  | HVAC | 18
5432 | 5432 | 5432 | H5432 | H5432 | N-H5432 | 20 SEER2 and 9.0 HSPF2 Split System Air-Source Heat Pump, < 5.42 tons | #N/A | 145 | A/C Unit | 145 | A/C Unit | 85 | A/C Unit | 5432 | 5432 | 5432 | Yes | Yes | Yes | 100% | 100% | 100% | Yes | No | Yes |  |  | HVAC | 18
4368 | 4368 | 4368 | H4368 | H4368 | N-H4368 | DX Cooling ≥ 5.42 to < 11.25 tons, Min. Eff. = 16.1 IEER (additional incentive on IEER) | #N/A | $25+$5/1.0 IEER > Min | Ton | $25+$5/1.0 IEER > Min | Ton | $20+$3/1.0 IEER > Min | Ton | 4368 | 4368 | 4368 | Yes | Yes | Yes | 100% | 100% | 100% | Yes | Yes | Yes | HVAC/Plumbing | B1 | HVAC | 19
4369 | 4369 | 4369 | H4369 | H4369 | N-H4369 | DX Cooling ≥ 11.25 to < 20.00 tons, Min. Eff. = 15.4 IEER (additional incentive on IEER) | #N/A | $25+$5/1.0 IEER > Min | Ton | $25+$5/1.0 IEER > Min | Ton | $20+$3/1.0 IEER > Min | Ton | 4369 | 4369 | 4369 | Yes | Yes | Yes | 100% | 100% | 100% | Yes | Yes | Yes | HVAC/Plumbing | B1 | HVAC | 19
4370 | 4370 | 4370 | H4370 | H4370 | N-H4370 | DX Cooling ≥ 20.00 to < 63.33 tons, Min. Eff. = 14.3 IEER (additional incentive on IEER) | #N/A | $25+$5/1.0 IEER > Min | Ton | $25+$5/1.0 IEER > Min | Ton | $20+$3/1.0 IEER > Min | Ton | 4370 | 4370 | 4370 | Yes | Yes | Yes | 100% | 100% | 100% | Yes | Yes | Yes | HVAC/Plumbing | B1 | HVAC | 19
4371 | 4371 | 4371 | H4371 | H4371 | N-H4371 | DX Cooling ≥ 63.33 tons, Min. Eff. = 9.7 EER and 11.4 IEER (additional incentive on IEER) | #N/A | $25+$5/1.0 IEER > Min | Ton | $25+$5/1.0 IEER > Min | Ton | $20+$3/1.0 IEER > Min | Ton | 4371 | 4371 | 4371 | Yes | Yes | Yes | 100% | 100% | 100% | Yes | Yes | Yes | HVAC/Plumbing | B1 | HVAC | 19
3909 | 3909 | 3909 | H3909 | H3909 | Not Eligible | Split System A/C Condensing Unit Only, ≥11.25 tons, ≥ 11.5 EER | #N/A | $20+$5/1.0 EER > Min | Ton | $20+$5/1.0 EER > Min | Ton | N/A | Ton | 3909 | 3909 | 3909 | No | No | No | 100% | 100% | 100% | Yes | Yes | Yes | HVAC/Plumbing | B2 | HVAC | 20
4712 | 4712 | 4712 | H4712 | H4712 | N-H4712 | Air-Cooled Chiller, Path A, < 150 tons, Full Load ≤1.160 kW/ton, Part Load ≤0.880 kW/ton | #N/A | $8+$125/1.0 ∆Eff < Max | Ton | $8+$125/1.0 ∆Eff < Max | Ton | $4+$90/1.0 ∆Eff < Max | Ton | 4712 | 4712 | 4712 | Yes | Yes | Yes | 100% | 100% | 100% | Yes | Yes | Yes | HVAC/Plumbing | C1 & C2 | HVAC | 21
4713 | 4713 | 4713 | H4713 | H4713 | N-H4713 | Air-Cooled Chiller, Path A, ≥ 150 tons, Full Load ≤1.160 kW/ton, Part Load ≤0.860 kW/ton | #N/A | $8+$125/1.0 ∆Eff < Max | Ton | $8+$125/1.0 ∆Eff < Max | Ton | $4+$90/1.0 ∆Eff < Max | Ton | 4713 | 4713 | 4713 | Yes | Yes | Yes | 100% | 100% | 100% | Yes | Yes | Yes | HVAC/Plumbing | C1 & C2 | HVAC | 21
4714 | 4714 | 4714 | H4714 | H4714 | N-H4714 | Air-Cooled Chiller, Path B, < 150 tons, Full Load ≤1.240 kW/ton, Part Load ≤0.730 kW/ton | #N/A | $8+$125/1.0 ∆Eff < Max | Ton | $8+$125/1.0 ∆Eff < Max | Ton | $4+$90/1.0 ∆Eff < Max | Ton | 4714 | 4714 | 4714 | Yes | Yes | Yes | 100% | 100% | 100% | Yes | Yes | Yes | HVAC/Plumbing | C1 & C2 | HVAC | 21
4715 | 4715 | 4715 | H4715 | H4715 | N-H4715 | Air-Cooled Chiller, Path B, ≥ 150 tons, Full Load ≤1.240 kW/ton, Part Load ≤0.720 kW/ton | #N/A | $8+$125/1.0 ∆Eff < Max | Ton | $8+$125/1.0 ∆Eff < Max | Ton | $4+$90/1.0 ∆Eff < Max | Ton | 4715 | 4715 | 4715 | Yes | Yes | Yes | 100% | 100% | 100% | Yes | Yes | Yes | HVAC/Plumbing | C1 & C2 | HVAC | 21
4716 | 4716 | 4716 | H4716 | H4716 | N-H4716 | PD Water-Cooled, Path A, <75 tons, Full Load ≤0.720 kW/ton and IPLV ≤0.600 kW/ton | #N/A | $8+$125/1.0 ∆Eff < Max | Ton | $8+$125/1.0 ∆Eff < Max | Ton | $4+$90/1.0 ∆Eff < Max | Ton | 4716 | 4716 | 4716 | Yes | Yes | Yes | 100% | 100% | 100% | Yes | Yes | Yes | HVAC/Plumbing | C1 & C2 | HVAC | 22, 23
4717 | 4717 | 4717 | H4717 | H4717 | N-H4717 | PD Water-Cooled, Path A, ≥ 75 tons and < 150 tons, Full Load ≤0.690 kW/ton and IPLV ≤0.560 kW/ton | #N/A | $8+$125/1.0 ∆Eff < Max | Ton | $8+$125/1.0 ∆Eff < Max | Ton | $4+$90/1.0 ∆Eff < Max | Ton | 4717 | 4717 | 4717 | Yes | Yes | Yes | 100% | 100% | 100% | Yes | Yes | Yes | HVAC/Plumbing | C1 & C2 | HVAC | 22, 23
4718 | 4718 | 4718 | H4718 | H4718 | N-H4718 | PD Water-Cooled, Path A, ≥ 150 tons and < 300 tons, Full Load ≤0.630 kW/ton and IPLV ≤0.540 kW/ton | #N/A | $8+$125/1.0 ∆Eff < Max | Ton | $8+$125/1.0 ∆Eff < Max | Ton | $4+$90/1.0 ∆Eff < Max | Ton | 4718 | 4718 | 4718 | Yes | Yes | Yes | 100% | 100% | 100% | Yes | Yes | Yes | HVAC/Plumbing | C1 & C2 | HVAC | 22, 23
4719 | 4719 | 4719 | H4719 | H4719 | N-H4719 | PD Water-Cooled, Path A, ≥ 300 tons and < 600 tons, Full Load ≤0.580 kW/ton and IPLV ≤0.520 kW/ton | #N/A | $8+$125/1.0 ∆Eff < Max | Ton | $8+$125/1.0 ∆Eff < Max | Ton | $4+$90/1.0 ∆Eff < Max | Ton | 4719 | 4719 | 4719 | Yes | Yes | Yes | 100% | 100% | 100% | Yes | Yes | Yes | HVAC/Plumbing | C1 & C2 | HVAC | 22, 23
4720 | 4720 | 4720 | H4720 | H4720 | N-H4720 | PD Water-Cooled, Path A, ≥ 600 tons, Full Load ≤0.530 kW/ton and IPLV ≤0.500 kW/ton | #N/A | $8+$125/1.0 ∆Eff < Max | Ton | $8+$125/1.0 ∆Eff < Max | Ton | $4+$90/1.0 ∆Eff < Max | Ton | 4720 | 4720 | 4720 | Yes | Yes | Yes | 100% | 100% | 100% | Yes | Yes | Yes | HVAC/Plumbing | C1 & C2 | HVAC | 22, 23
4726 | 4726 | 4726 | H4726 | H4726 | N-H4726 | Centrifugal Water-Cooled, Path A, <150 tons, Full Load ≤0.580 kW/ton and IPLV ≤0.550 kW/ton | #N/A | $8+$125/1.0 ∆Eff < Max | Ton | $8+$125/1.0 ∆Eff < Max | Ton | $4+$90/1.0 ∆Eff < Max | Ton | 4726 | 4726 | 4726 | Yes | Yes | Yes | 100% | 100% | 100% | Yes | Yes | Yes | HVAC/Plumbing | C1 & C2 | HVAC | 22, 23
4727 | 4727 | 4727 | H4727 | H4727 | N-H4727 | Centrifugal Water-Cooled, Path A, ≥ 150 tons and < 300 tons, Full Load ≤0.580 kW/ton and IPLV ≤0.550 kW/ton | #N/A | $8+$125/1.0 ∆Eff < Max | Ton | $8+$125/1.0 ∆Eff < Max | Ton | $4+$90/1.0 ∆Eff < Max | Ton | 4727 | 4727 | 4727 | Yes | Yes | Yes | 100% | 100% | 100% | Yes | Yes | Yes | HVAC/Plumbing | C1 & C2 | HVAC | 22, 23
4728 | 4728 | 4728 | H4728 | H4728 | N-H4728 | Centrifugal Water-Cooled, Path A, ≥ 300 tons and < 400 tons, Full Load ≤0.530 kW/ton and IPLV ≤0.520 kW/ton | #N/A | $8+$125/1.0 ∆Eff < Max | Ton | $8+$125/1.0 ∆Eff < Max | Ton | $4+$90/1.0 ∆Eff < Max | Ton | 4728 | 4728 | 4728 | Yes | Yes | Yes | 100% | 100% | 100% | Yes | Yes | Yes | HVAC/Plumbing | C1 & C2 | HVAC | 22, 23
4729 | 4729 | 4729 | H4729 | H4729 | N-H4729 | Centrifugal Water-Cooled, Path A, ≥ 400 tons and < 600 tons, Full Load ≤0.530 kW/ton and IPLV ≤0.500 kW/ton | #N/A | $8+$125/1.0 ∆Eff < Max | Ton | $8+$125/1.0 ∆Eff < Max | Ton | $4+$90/1.0 ∆Eff < Max | Ton | 4729 | 4729 | 4729 | Yes | Yes | Yes | 100% | 100% | 100% | Yes | Yes | Yes | HVAC/Plumbing | C1 & C2 | HVAC | 22, 23
4730 | 4730 | 4730 | H4730 | H4730 | N-H4730 | Centrifugal Water-Cooled, Path A, ≥ 600 tons, Full Load ≤0.530 kW/ton and IPLV ≤0.500 kW/ton | #N/A | $8+$125/1.0 ∆Eff < Max | Ton | $8+$125/1.0 ∆Eff < Max | Ton | $4+$90/1.0 ∆Eff < Max | Ton | 4730 | 4730 | 4730 | Yes | Yes | Yes | 100% | 100% | 100% | Yes | Yes | Yes | HVAC/Plumbing | C1 & C2 | HVAC | 22, 23
4721 | 4721 | 4721 | H4721 | H4721 | N-H4721 | PD Water-Cooled, Path B, <75 tons, Full Load ≤0.780 kW/ton and IPLV ≤0.470 kW/ton | #N/A | $8+$125/1.0 ∆Eff < Max | Ton | $8+$125/1.0 ∆Eff < Max | Ton | $4+$90/1.0 ∆Eff < Max | Ton | 4721 | 4721 | 4721 | Yes | Yes | Yes | 100% | 100% | 100% | Yes | Yes | Yes | HVAC/Plumbing | C1 & C2 | HVAC | 22, 23
4722 | 4722 | 4722 | H4722 | H4722 | N-H4722 | PD Water-Cooled, Path B, ≥ 75 tons and < 150 tons, Full Load ≤0.750 kW/ton and IPLV ≤0.460 kW/ton | #N/A | $8+$125/1.0 ∆Eff < Max | Ton | $8+$125/1.0 ∆Eff < Max | Ton | $4+$90/1.0 ∆Eff < Max | Ton | 4722 | 4722 | 4722 | Yes | Yes | Yes | 100% | 100% | 100% | Yes | Yes | Yes | HVAC/Plumbing | C1 & C2 | HVAC | 22, 23
4723 | 4723 | 4723 | H4723 | H4723 | N-H4723 | PD Water-Cooled, Path B, ≥ 150 tons and < 300 tons, Full Load ≤0.680 kW/ton and IPLV ≤0.410 kW/ton | #N/A | $8+$125/1.0 ∆Eff < Max | Ton | $8+$125/1.0 ∆Eff < Max | Ton | $4+$90/1.0 ∆Eff < Max | Ton | 4723 | 4723 | 4723 | Yes | Yes | Yes | 100% | 100% | 100% | Yes | Yes | Yes | HVAC/Plumbing | C1 & C2 | HVAC | 22, 23
4724 | 4724 | 4724 | H4724 | H4724 | N-H4724 | PD Water-Cooled, Path B, ≥ 300 tons and < 600 tons, Full Load ≤0.6250 kW/ton and IPLV ≤0.380 kW/ton | #N/A | $8+$125/1.0 ∆Eff < Max | Ton | $8+$125/1.0 ∆Eff < Max | Ton | $4+$90/1.0 ∆Eff < Max | Ton | 4724 | 4724 | 4724 | Yes | Yes | Yes | 100% | 100% | 100% | Yes | Yes | Yes | HVAC/Plumbing | C1 & C2 | HVAC | 22, 23
4725 | 4725 | 4725 | H4725 | H4725 | N-H4725 | PD Water-Cooled, Path B, ≥ 600 tons, Full Load ≤0.585 kW/ton and IPLV ≤0.350 kW/ton | #N/A | $8+$125/1.0 ∆Eff < Max | Ton | $8+$125/1.0 ∆Eff < Max | Ton | $4+$90/1.0 ∆Eff < Max | Ton | 4725 | 4725 | 4725 | Yes | Yes | Yes | 100% | 100% | 100% | Yes | Yes | Yes | HVAC/Plumbing | C1 & C2 | HVAC | 22, 23
4731 | 4731 | 4731 | H4731 | H4731 | N-H4731 | Centrifugal Water-Cooled, Path B, <150 tons, Full Load ≤0.695 kW/ton and IPLV ≤0.410 kW/ton | #N/A | $8+$125/1.0 ∆Eff < Max | Ton | $8+$125/1.0 ∆Eff < Max | Ton | $4+$90/1.0 ∆Eff < Max | Ton | 4731 | 4731 | 4731 | Yes | Yes | Yes | 100% | 100% | 100% | Yes | Yes | Yes | HVAC/Plumbing | C1 & C2 | HVAC | 22, 23
4732 | 4732 | 4732 | H4732 | H4732 | N-H4732 | Centrifugal Water-Cooled, Path B, ≥ 150 tons and < 300 tons, Full Load ≤0.635 kW/ton and IPLV ≤0.370 kW/ton | #N/A | $8+$125/1.0 ∆Eff < Max | Ton | $8+$125/1.0 ∆Eff < Max | Ton | $4+$90/1.0 ∆Eff < Max | Ton | 4732 | 4732 | 4732 | Yes | Yes | Yes | 100% | 100% | 100% | Yes | Yes | Yes | HVAC/Plumbing | C1 & C2 | HVAC | 22, 23
4733 | 4733 | 4733 | H4733 | H4733 | N-H4733 | Centrifugal Water-Cooled, Path B, ≥ 300 tons and < 400 tons, Full Load ≤0.595 kW/ton and IPLV ≤0.360 kW/ton | #N/A | $8+$125/1.0 ∆Eff < Max | Ton | $8+$125/1.0 ∆Eff < Max | Ton | $4+$90/1.0 ∆Eff < Max | Ton | 4733 | 4733 | 4733 | Yes | Yes | Yes | 100% | 100% | 100% | Yes | Yes | Yes | HVAC/Plumbing | C1 & C2 | HVAC | 22, 23
4734 | 4734 | 4734 | H4734 | H4734 | N-H4734 | Centrifugal Water-Cooled, Path B, ≥ 400 tons and < 600 tons, Full Load ≤0.585 kW/ton and IPLV ≤0.350 kW/ton | #N/A | $8+$125/1.0 ∆Eff < Max | Ton | $8+$125/1.0 ∆Eff < Max | Ton | $4+$90/1.0 ∆Eff < Max | Ton | 4734 | 4734 | 4734 | Yes | Yes | Yes | 100% | 100% | 100% | Yes | Yes | Yes | HVAC/Plumbing | C1 & C2 | HVAC | 22, 23
4735 | 4735 | 4735 | H4735 | H4735 | N-H4735 | Centrifugal Water-Cooled, Path B, ≥ 600 tons, Full Load ≤0.585kW/ton and IPLV ≤0.350 kW/ton | #N/A | $8+$125/1.0 ∆Eff < Max | Ton | $8+$125/1.0 ∆Eff < Max | Ton | $4+$90/1.0 ∆Eff < Max | Ton | 4735 | 4735 | 4735 | Yes | Yes | Yes | 100% | 100% | 100% | Yes | Yes | Yes | HVAC/Plumbing | C1 & C2 | HVAC | 22, 23
[6 empty] | ----------------------HVAC CATALOG: VENTILATION AND CONTROLS---------------------------- | #N/A | [20 empty] | HVAC
2314 | 2314 | 2314 | H2314 | H2314 | N-H2314 | Energy Recovery Ventilator, Sensible & Latent Heat | #N/A | 0.9 | CFM | 0.9 | CFM | 0.7 | CFM | 2314 | 2314 | 2314 | Yes | Yes | Yes | 100% | 100% | 100% | No | Yes | Yes | HVAC/Plumbing | D | HVAC | 24
5082 | 5082 | 5082 | H5082 | H5082 | N-H5082 | Energy Recovery Ventilator, Sensible Heat Only | #N/A | 0.8 | CFM | 0.8 | CFM | 0.5 | CFM | 5082 | 5082 | 5082 | Yes | Yes | Yes | 100% | 100% | 100% | No | Yes | Yes | HVAC/Plumbing | D | HVAC | 24
3910 | 3910 | 3910 | H3910 | H3910 | Not Eligible | HVAC Fan with ECM (≤ 1.0 hp), Heating Only | #N/A | 30 | Motor | 30 | Motor | N/A | Motor | 3910 | 3910 | 3910 | No | No | No | 100% | 100% | 100% | No | No | Yes |  |  | HVAC | 25
3911 | 3911 | 3911 | H3911 | H3911 | Not Eligible | HVAC Fan with ECM (≤ 1.0 hp), Cooling Only | #N/A | 30 | Motor | 30 | Motor | N/A | Motor | 3911 | 3911 | 3911 | No | No | No | 100% | 100% | 100% | No | No | Yes |  |  | HVAC | 25
3912 | 3912 | 3912 | H3912 | H3912 | Not Eligible | HVAC Fan with ECM (≤ 1.0 hp), Occupied Ventilation | #N/A | 30 | Motor | 30 | Motor | N/A | Motor | 3912 | 3912 | 3912 | No | No | No | 100% | 100% | 100% | No | No | Yes |  |  | HVAC | 25
3913 | 3913 | 3913 | H3913 | H3913 | Not Eligible | HVAC Fan with ECM (≤ 1.0 hp), 24/7 Ventilation | #N/A | 30 | Motor | 30 | Motor | N/A | Motor | 3913 | 3913 | 3913 | No | No | No | 100% | 100% | 100% | No | No | Yes |  |  | HVAC | 25
5435 | 5435 | 5435 | H5435 | H5435 | Not Eligible | Smart Switched Reluctance Motor, HVAC Supply Fan | #N/A | 40 | HP | 40 | HP | N/A | HP | 5435 | 5435 | 5435 | No | No | No | 100% | 100% | 100% | No | No | Yes |  |  | HVAC | 25
3964 | 3964 | 3964 | H3964 | H3964 | Not Eligible | Advanced Rooftop Unit Controllers | #N/A | 90 | Ton | 90 | Ton | N/A | Ton | 3964 | 3964 | 3964 | No | No | No | 100% | 100% | 100% | No | Yes | Yes | HVAC/Plumbing | E | HVAC | 26
2853 | 2853 | 2853 | H2853 | H2853 | N-H2853 | Demand Controlled Ventilation (DCV) for Multiple Zone RTU/AHU/Unit Ventilator | #N/A | 0.2 | CFM Reduced | 0.2 | CFM Reduced | 0.2 | CFM Reduced | 2853 | 2853 | 2853 | Yes | Yes | Yes | 50% | 50% | 50% | No | Yes | Yes | HVAC/Plumbing | F1 | HVAC | 27
3266 | 3266 | 3266 | H3266 | H3266 | N-H3266 | Demand Controlled Ventilation (DCV) for Single Zone RTU/AHU | #N/A | 430 | RTU or AHU | 430 | RTU or AHU | 430 | RTU or AHU | 3266 | 3266 | 3266 | Yes | Yes | Yes | 50% | 50% | 50% | No | Yes | Yes | HVAC/Plumbing | F2 | HVAC | 27
2373 | 2373 | 2373 | H2373 | H2373 | N-H2373 | Guest Room Energy Management Control (PTAC w/ elec heat) | #N/A | 40 | Room | 40 | Room | 40 | Room | 2373 | 2373 | 2373 | Yes | Yes | Yes | 100% | 100% | 100% | No | No | Yes |  |  | HVAC | 28
4748 | 4748 | 4748 | H4748 | H4748 | N-H4748 | Guest Room Energy Management Control (PTHP) | #N/A | 40 | Room | 40 | Room | 40 | Room | 4748 | 4748 | 4748 | Yes | Yes | Yes | 100% | 100% | 100% | No | No | Yes |  |  | HVAC | 28
2374 | 2374 | 2374 | H2374 | H2374 | N-H2374 | Guest Room Energy Management Control (all other HVAC systems) | #N/A | 40 | Room | 40 | Room | 40 | Room | 2374 | 2374 | 2374 | Yes | Yes | Yes | 100% | 100% | 100% | No | Yes | Yes | HVAC/Plumbing | G | HVAC | 28
4375 | 4375 | 4375 | H4375 | H4375 | N-H4375 | Smart Thermostat, Natural Gas Boiler | #N/A | 60 | T-Stat | 60 | T-Stat | 60 | T-Stat | 4375 | 4375 | 4375 | Yes | Yes | Yes | 100% | 100% | 100% | No | No | Yes |  |  | HVAC | 29
4376 | 4376 | 4376 | H4376 | H4376 | N-H4376 | Smart Thermostat, Natural Gas Furnace | #N/A | 60 | T-Stat | 60 | T-Stat | 60 | T-Stat | 4376 | 4376 | 4376 | Yes | Yes | Yes | 100% | 100% | 100% | No | No | Yes |  |  | HVAC | 29
4377 | 4377 | 4377 | H4377 | H4377 | N-H4377 | Smart Thermostat, Rooftop Unit with AC and Natural Gas Heat | #N/A | 60 | T-Stat | 60 | T-Stat | 60 | T-Stat | 4377 | 4377 | 4377 | Yes | Yes | Yes | 100% | 100% | 100% | No | No | Yes |  |  | HVAC | 29
5079 | 5079 | 5079 | H5079 | H5079 | N-H5079 | Smart Thermostat, Unit Heater, Standard Efficiency | #N/A | 60 | T-Stat | 60 | T-Stat | 60 | T-Stat | 5079 | 5079 | 5079 | Yes | Yes | Yes | 100% | 100% | 100% | No | No | Yes |  |  | HVAC | 29
5080 | 5080 | 5080 | H5080 | H5080 | N-H5080 | Smart Thermostat, Unit Heater, ≥90% TE | #N/A | 60 | T-Stat | 60 | T-Stat | 60 | T-Stat | 5080 | 5080 | 5080 | Yes | Yes | Yes | 100% | 100% | 100% | No | No | Yes |  |  | HVAC | 29
2640 | 2640 | 2640 | H2640 | H2640 | N-H2640 | Variable Torque VFD, Boiler Draft Fan | #N/A | 40 | HP | 40 | HP | 30 | HP | 2640 | 2640 | 2640 | Yes | Yes | Yes | 100% | 100% | 100% | No | Yes | Yes | HVAC/Plumbing | H | HVAC | 30
2641 | 2641 | 2641 | H2641 | H2641 | Not Eligible | Variable Torque VFD, Cooling Tower Fan | #N/A | 40 | HP | 40 | HP | N/A | HP | 2641 | 2641 | 2641 | No | No | No | 100% | 100% | 100% | No | Yes | Yes | HVAC/Plumbing | H | HVAC | 30
2643 | 2643 | 2643 | H2643 | H2643 | Not Eligible | Variable Torque VFD, HVAC Fan | #N/A | 40 | HP | 40 | HP | N/A | HP | 2643 | 2643 | 2643 | No | No | No | 100% | 100% | 100% | No | Yes | Yes | HVAC/Plumbing | H | HVAC | 30
2726 | 2726 | 2726 | H2726 | H2726 | Not Eligible | Variable Torque VFD, Chilled Water Distribution Pump | #N/A | 40 | HP | 40 | HP | N/A | HP | 2726 | 2726 | 2726 | No | No | No | 100% | 100% | 100% | No | Yes | Yes | HVAC/Plumbing | H | HVAC | 30
2644 | 2644 | 2644 | H2644 | H2644 | Not Eligible | Variable Torque VFD, HVAC Heating Pump | #N/A | 40 | HP | 40 | HP | N/A | HP | 2644 | 2644 | 2644 | No | No | No | 100% | 100% | 100% | No | Yes | Yes | HVAC/Plumbing | H | HVAC | 30
2646 | 2646 | 2646 | H2646 | H2646 | N-H2646 | Variable Torque VFD, Pool Pump Motor | #N/A | 40 | HP | 40 | HP | 30 | HP | 2646 | 2646 | 2646 | Yes | Yes | Yes | 100% | 100% | 100% | No | Yes | Yes | HVAC/Plumbing | H | HVAC | 30
[6 empty] | ----------------------HVAC CATALOG: PLUMBING---------------------------- | #N/A
5084 | 5084 | 5084 | P5084 | P5084 | N-P5084 | High Use Commercial Water Heater, Gas Indirect ≥90% TE | #N/A | 400 | Water Heater | 400 | Water Heater | 200 | Water Heater | 5084 | 5084 | 5084 | Yes | Yes | Yes | 100% | 100% | 100% | No | Yes | Yes | HVAC/Plumbing | I | HVAC | 31
[6 empty] | -----------------------HVAC CATALOG: BUILDING ENVELOPE ---------------------- | #N/A
2300 | 2300 | 2300 | B2300 | B2300 | Not Eligible | Dock Door Infiltration Reduction, New Install | #N/A | 150 | Door Sealed | 150 | Door Sealed | N/A | Door Sealed | 2300 | 2300 | 2300 | No | No | No | 100% | 100% | 100% | No | No | No |  |  | HVAC | 32
2301 | 2301 | 2301 | B2301 | B2301 | Not Eligible | Dock Door Infiltration Reduction, Replace Existing | #N/A | 150 | Door Sealed | 150 | Door Sealed | N/A | Door Sealed | 2301 | 2301 | 2301 | No | No | No | 100% | 100% | 100% | No | No | No |  |  | HVAC | 32
2302 | 2302 | 2302 | B2302 | B2302 | Not Eligible | Dock Pit/Ramp External Seal, Added to Existing "Brush" Barrier | #N/A | 75 | Pit sealed | 75 | Pit sealed | N/A | Pit sealed | 2302 | 2302 | 2302 | No | No | No | 100% | 100% | 100% | No | No | No |  |  | HVAC | 32
2303 | 2303 | 2303 | B2303 | B2303 | N-B2303 | Dock Pit/Ramp External Seal, No Brush Barrier Present | #N/A | 75 | Pit sealed | 75 | Pit sealed | 75 | Pit sealed | 2303 | 2303 | 2303 | Yes | Yes | Yes | 100% | 100% | 100% | No | No | No |  |  | HVAC | 32
5438 | 5438 | 5438 | B5438 | B5438 | N-B5438 | Spring-loaded Overhead Door Hinge | #N/A | 100 | Per Door | 100 | Per Door | 80 | Per Door | 5438 | 5438 | 3680 | Yes | Yes | Yes | 100% | 100% | 100% | No | No | No |  |  | HVAC | 32
[6 empty] | -----------------------COMMERCIAL REFRIGERATION CATALOG: NON-SELF CONTAINED----------------------- | #N/A
2236 | 2236 | 2236 | R2236 | R2236 | Not Eligible | Case Door,Cooler,No-Heat | #N/A | 7 | Door | 7 | Door | N/A | Door | 2236 | 2236 | 2236 | No | No | No | 100% | 100% | 100% | No | No | Yes |  |  | Refrigeration | 8
2234 | 2234 | 2234 | R2234 | R2234 | Not Eligible | Case Door,Freezer,Low-Heat | #N/A | 35 | Door | 35 | Door | N/A | Door | 2234 | 2234 | 2234 | No | No | No | 100% | 100% | 100% | No | No | Yes |  |  | Refrigeration | 8
2235 | 2235 | 2235 | R2235 | R2235 | Not Eligible | Case Door,Freezer,No-Heat | #N/A | 80 | Door | 80 | Door | N/A | Door | 2235 | 2235 | 2235 | No | No | No | 100% | 100% | 100% | No | No | Yes |  |  | Refrigeration | 9
2308 | 2308 | 2308 | R2308 | R2308 | Not Eligible | ECM Evaporator Fan Motor, Walk-in Cooler, < 1/20 HP | #N/A | 30 | Motor | 30 | Motor | N/A | Motor | 2308 | 2308 | 2308 | No | No | No | 100% | 100% | 100% | No | No | Yes |  |  | Refrigeration | 9
2309 | 2309 | 2309 | R2309 | R2309 | Not Eligible | ECM Evaporator Fan Motor, Walk-in Cooler, 1/20 - 1 HP | #N/A | 60 | Motor | 60 | Motor | N/A | Motor | 2309 | 2309 | 2309 | No | No | No | 100% | 100% | 100% | No | No | Yes |  |  | Refrigeration | 9
2310 | 2310 | 2310 | R2310 | R2310 | Not Eligible | ECM Evaporator Fan Motor, Walk-in Freezer, < 1/20 HP | #N/A | 30 | Motor | 30 | Motor | N/A | Motor | 2310 | 2310 | 2310 | No | No | No | 100% | 100% | 100% | No | No | Yes |  |  | Refrigeration | 9
2311 | 2311 | 2311 | R2311 | R2311 | Not Eligible | ECM Evaporator Fan Motor, Walk-in Freezer, 1/20 - 1 HP | #N/A | 60 | Motor | 60 | Motor | N/A | Motor | 2311 | 2311 | 2311 | No | No | No | 100% | 100% | 100% | No | No | Yes |  |  | Refrigeration | 9
2312 | 2312 | 2312 | R2312 | R2312 | Not Eligible | ECM Evaporator Fan Motor, Cooler/Freezer Case | #N/A | 40 | Motor | 40 | Motor | N/A | Motor | 2312 | 2312 | 2312 | No | No | No | 100% | 100% | 100% | No | No | Yes |  |  | Refrigeration | 9
4284 | 4284 | 4284 | R4284 | R4284 | Not Eligible | PMS Evaporator Fan Motor, Cooler/Freezer Case | #N/A | 35 | Motor | 35 | Motor | N/A | Motor | 4284 | 4284 | 4284 | No | No | No | 100% | 100% | 100% | No | No | Yes |  |  | Refrigeration | 9
2306 | 2306 | 2306 | R2306 | R2306 | Not Eligible | ECM Compressor Head Fan Motor | #N/A | 30 | Motor | 30 | Motor | N/A | Motor | 2306 | 2306 | 2306 | No | No | No | 100% | 100% | 100% | No | No | Yes |  |  | Refrigeration | 9
2307 | 2307 | 2307 | R2307 | R2307 | Not Eligible | ECM Condenser / Condensing Unit Fan Motor | #N/A | 30 | Motor | 30 | Motor | N/A | Motor | 2307 | 2307 | 2307 | No | No | No | 100% | 100% | 100% | No | No | Yes |  |  | Refrigeration | 9
3114 | 3114 | 3114 | R3114 | R3114 | Not Eligible | LED, Horizontal Case Lighting, replacing Linear Fluorescent | #N/A | 3 | Linear Foot of Lamps | 3 | Linear Foot of Lamps | N/A | Linear Foot of Lamps | 3114 | 3114 | 3114 | No | No | No | 100% | 100% | 100% | No | No | Yes |  |  | Refrigeration | 10
2456 | 2456 | 2456 | R2456 | R2456 | Not Eligible | LED, Vertical Case Lighting, replacing Linear Fluorescent | #N/A | 15 | Fixture | 15 | Fixture | N/A | Fixture | 2456 | 2456 | 2456 | No | No | No | 100% | 100% | 100% | No | No | No |  |  | Refrigeration | 10
2509 | 2509 | 2509 | R2509 | R2509 | N-R2509 | Reach-In Refrigerated Case with Doors replacing Open Multideck Case | #N/A | 100 | Linear Foot | 100 | Linear Foot | 60 | Linear Foot | 2509 | 2509 | 2509 | Yes | Yes | Yes | 100% | 100% | 100% | No | No | Yes |  |  | Refrigeration | 11
3409 | 3409 | 3409 | R3409 | R3409 | N-R3409 | Install doors on open Multideck-Style Cases | #N/A | 70 | Linear Foot | 70 | Linear Foot | 50 | Linear Foot | 3409 | 3409 | 3409 | Yes | Yes | Yes | 100% | 100% | 100% | No | No | Yes |  |  | Refrigeration | 12
2271 | 2271 | 2271 | R2271 | R2271 | N-R2271 | Night Curtains for Open Multideck-Style Cases | #N/A | 7 | Linear Foot | 7 | Linear Foot | 5 | Linear Foot | 2271 | 2271 | 2271 | Yes | Yes | Yes | 100% | 100% | 100% | No | No | No |  |  | Refrigeration | 12
3183 | 3183 | 3183 | R3183 | R3183 | Not Eligible | Strip Curtain for Walk-In Freezers and Coolers | #N/A | 5 | Linear Foot | 5 | Linear Foot | N/A | Linear Foot | 3183 | 3183 | 3183 | No | No | No | 100% | 100% | 100% | No | No | No |  |  | Refrigeration | 13
[6 empty] | -----------------------COMMERCIAL REFRIGERATION CATALOG: CONTROLS----------------------- | #N/A
5439 | 5439 | 5439 | R5439 | R5439 | Not Eligible | Anti-Sweat Heater Controls, Freezer Case | #N/A | 25 | Door | 25 | Door | N/A | Door | 2197 | 2197 | 2197 | No | No | No | 100% | 100% | 100% | No | No | Yes |  |  | Refrigeration | 14
5440 | 5440 | 5440 | R5440 | R5440 | Not Eligible | Anti-Sweat Heater Controls, Refrigerated Case | #N/A | 25 | Door | 25 | Door | N/A | Door | 2200 | 2200 | 2200 | No | No | No | 100% | 100% | 100% | No | No | Yes |  |  | Refrigeration | 14
2269 | 2269 | 2269 | R2269 | R2269 | N-R2269 | Evaporator Fan Control for Walk-in Cooler/Freezer | #N/A | 18 | Motor | 18 | Motor | 12 | Motor | 2269 | 2269 | 2269 | Yes | Yes | Yes | 100% | 100% | 100% | No | No | Yes |  |  | Refrigeration | 14
4759 | 4759 | 4759 | R4759 | R4759 | N-R4759 | Evaporator Fan Control Reach-in Cooler/Freezer | #N/A | 18 | Motor | 18 | Motor | 12 | Motor | 4759 | 4759 | 4759 | Yes | Yes | Yes | 100% | 100% | 100% | No | No | Yes |  |  | Refrigeration | 14
4758 | 4758 | 4758 | R4758 | R4758 | N-R4758 | Freezer Demand Defrost | #N/A | 15 | kW Controlled | 15 | kW Controlled | 10 | kW Controlled | 4758 | 4758 | 4758 | Yes | Yes | Yes | 100% | 100% | 100% | No | No | Yes |  |  | Refrigeration | 15
4360 | 4360 | 4360 | R4360 | R4360 | Not Eligible | Refrigeration Controls, Floating Head Pressure | #N/A | 15 | HP | 15 | HP | N/A | HP | 4360 | 4360 | 4360 | No | No | No | 100% | 100% | 100% | No | No | Yes |  |  | Refrigeration | 15
[6 empty] | ----------------------PROCESS SYSTEMS CATALOG: COMPRESSED AIR AND VACUUM------------------------- | #N/A
4766 | 4766 | 4766 | PS4766 | PS4766 | Not Eligible | Compressed Air Leak Survey and Repair | #N/A | 5 | Connected HP | 5 | Connected HP | N/A | Connected HP | 4766 | 4766 | 4766 | No | No | No | 100% | 100% | 100% | No | Yes | Yes | Process Systems | A | Process Systems | 11
4767 | 4767 | 4767 | PS4767 | PS4767 | Not Eligible | Compressed Air and Leak Survey Repair, Agriculture only | #N/A | 15 | Connected HP | 15 | Connected HP | N/A | Connected HP | 4767 | 4767 | 4767 | No | N/A | No | 100% | 100% | 100% | No | Yes | Yes | Process Systems | A | Process Systems | 11
2196 | 2196 | 2196 | PS2196 | PS2196 | N-PS2196 | Variable Speed Drive Air Compressors | #N/A | 50 | HP | 50 | HP | 50 | HP | 2196 | 2196 | 2196 | Yes | Yes | Yes | 100% | 100% | 100% | No | Yes | Yes | Process Systems | B1 & B2 | Process Systems | 12
4361 | 4361 | 4361 | PS4361 | PS4361 | N-PS4361 | Variable Speed Drive Vacuum Pump, ≤ 30 hp, Variable Torque | #N/A | 40 | HP | 40 | HP | 40 | HP | 4361 | 4361 | 4361 | Yes | Yes | Yes | 100% | 100% | 100% | No | Yes | Yes | Process Systems | H | Process Systems | 13
4362 | 4362 | 4362 | PS4362 | PS4362 | N-PS4362 | Variable Speed Drive Vacuum Pump, ≤ 30 hp, Constant Torque | #N/A | 35 | HP | 35 | HP | 35 | HP | 4362 | 4362 | 4362 | Yes | Yes | Yes | 100% | 100% | 100% | No | Yes | Yes | Process Systems | I | Process Systems | 13
2264 | 2264 | 2264 | PS2264 | PS2264 | N-PS2264 | Cycling or VFD-Controlled Refrigerated Air Dryer | #N/A | 1 | CFM | 1 | CFM | 1 | CFM | 2264 | 2264 | 2264 | Yes | Yes | Yes | 100% | 100% | 100% | No | No | Yes |  |  | Process Systems | 14
4363 | 4363 | 4363 | PS4363 | PS4363 | N-PS4363 | Dewpoint Demand Controls for Desiccant Dryers | #N/A | 2.5 | CFM | 2.5 | CFM | 2.5 | CFM | 4363 | 4363 | 4363 | Yes | Yes | Yes | 100% | 100% | 100% | No | Yes | Yes | Process Systems | C | Process Systems | 14
5441 | 5441 | 5441 | PS5441 | PS5441 | N-PS5441 | Desiccant Compressed Air Dryer, Heated | #N/A | 2 | CFM | 2 | CFM | 2 | CFM | 5441 | 5441 | 5441 | Yes | Yes | Yes | 100% | 100% | 100% | No | Yes | Yes | Process Systems | D | Process Systems | 15
5442 | 5442 | 5442 | PS5442 | PS5442 | N-PS5442 | Desiccant Compressed Air Dryer, Blower Purge | #N/A | 2 | CFM | 2 | CFM | 2 | CFM | 5442 | 5442 | 5442 | Yes | Yes | Yes | 100% | 100% | 100% | No | Yes | Yes | Process Systems | D | Process Systems | 15
5443 | 5443 | 5443 | PS5443 | PS5443 | N-PS5443 | Desiccant Compressed Air Dryer, Zero Purge | #N/A | 2 | CFM | 2 | CFM | 2 | CFM | 5443 | 5443 | 5443 | Yes | Yes | Yes | 100% | 100% | 100% | No | Yes | Yes | Process Systems | D | Process Systems | 15
2254 | 2254 | 2254 | PS2254 | PS2254 | N-PS2254 | No Air-Loss Condensate Drains | #N/A | 80 | Drain | 80 | Drain | 80 | Drain | 2254 | 2254 | 2254 | Yes | Yes | Yes | 100% | 100% | 100% | No | No | Yes |  |  | Process Systems | 15
2255 | 2255 | 2255 | PS2255 | PS2255 | N-PS2255 | Pressure/Flow Controllers | #N/A | 8 | HP | 8 | HP | 8 | HP | 2255 | 2255 | 2255 | Yes | Yes | Yes | 100% | 100% | 100% | No | No | Yes |  |  | Process Systems | 15
2258 | 2258 | 2258 | PS2258 | PS2258 | N-PS2258 | Compressed Air Mist Eliminators | #N/A | 4 | HP | 4 | HP | 4 | HP | 2258 | 2258 | 2258 | Yes | Yes | Yes | 100% | 100% | 100% | No | No | Yes |  |  | Process Systems | 16
5444 | 5444 | 5444 | PS5444 | PS5444 | N-PS5444 | Compressed Air Storage, Increase from ≤ 1 Gal/CFM to ≥ 3 Gal/CFM | #N/A | 20 | HP | 20 | HP | 20 | HP | 5444 | 5444 | 5444 | Yes | Yes | Yes | 100% | 100% | 100% | No | Yes | Yes | Process Systems | F | Process Systems | 16
2259 | 2259 | 2259 | PS2259 | PS2259 | N-PS2259 | Air Entraining Nozzles | #N/A | 10 | Nozzle | 10 | Nozzle | 10 | Nozzle | 2259 | 2259 | 2259 | Yes | Yes | Yes | 100% | 100% | 100% | No | No | Yes |  |  | Process Systems | 16
2257 | 2257 | 2257 | PS2257 | PS2257 | N-PS2257 | Compressed Air Heat Recovery | #N/A | 60 | HP | 60 | HP | 60 | HP | 2257 | 2257 | 2257 | Yes | Yes | Yes | 50% | 50% | 50% | No | No | Yes |  |  | Process Systems | 17
3928 | 3928 | 3928 | PS3928 | PS3928 | N-PS3928 | Vacuum Pump Heat Recovery | #N/A | 60 | HP | 60 | HP | 60 | HP | 3928 | 3928 | 3928 | Yes | Yes | Yes | 50% | 50% | 50% | No | No | Yes |  |  | Process Systems | 17
2848 | 2848 | 2848 | PS2848 | PS2848 | Not Eligible | Compressed Air Process Load Shifting | #N/A | 200 | Compressor HP Shifted | 200 | Compressor HP Shifted | N/A | Compressor HP Shifted | 2848 | 2848 | 2848 | No | No | No | 50% | 50% | 50% | No | Yes | Yes | Process Systems | E | Process Systems | 18
[6 empty] | ----------------------PROCESS SYSTEMS CATALOG: STEAM SYSTEMS------------------------- | #N/A
4041 | 4041 | 4041 | PS4041 | PS4041 | Not Eligible | Steam Trap Survey (Process) | #N/A | 5 | Steam Trap | 5 | Steam Trap | N/A | Steam Trap | 4041 | 4041 | 4041 | No | No | No | 100% | 100% | 100% | No | No | Yes |  |  | Process Systems | 19
3999 | 3999 | 3999 | PS3999 | PS3999 | Not Eligible | Steam Trap Repair/Replacement, Industrial, < 10 psig | #N/A | 35 | Steam Trap | 35 | Steam Trap | N/A | Steam Trap | 3999 | 3999 | 3999 | No | No | No | 100% | 100% | 100% | No | No | Yes |  |  | Process Systems | 19
4000 | 4000 | 4000 | PS4000 | PS4000 | Not Eligible | Steam Trap Repair/Replacement, Industrial, 10-49 psig | #N/A | 60 | Steam Trap | 60 | Steam Trap | N/A | Steam Trap | 4000 | 4000 | 4000 | No | No | No | 100% | 100% | 100% | No | No | Yes |  |  | Process Systems | 19
4001 | 4001 | 4001 | PS4001 | PS4001 | Not Eligible | Steam Trap Repair/Replacement, Industrial, 50-124 psig | #N/A | 90 | Steam Trap | 90 | Steam Trap | N/A | Steam Trap | 4001 | 4001 | 4001 | No | No | No | 100% | 100% | 100% | No | No | Yes |  |  | Process Systems | 19
4002 | 4002 | 4002 | PS4002 | PS4002 | Not Eligible | Steam Trap Repair/Replacement, Industrial, 125-225 psig | #N/A | 150 | Steam Trap | 150 | Steam Trap | N/A | Steam Trap | 4002 | 4002 | 4002 | No | No | No | 100% | 100% | 100% | No | No | Yes |  |  | Process Systems | 19
4003 | 4003 | 4003 | PS4003 | PS4003 | Not Eligible | Steam Trap Repair/Replacement, Industrial, > 225 psig | #N/A | 250 | Steam Trap | 250 | Steam Trap | N/A | Steam Trap | 4003 | 4003 | 4003 | No | No | No | 100% | 100% | 100% | No | No | Yes |  |  | Process Systems | 19
4761 | 4761 | 4761 | PS4761 | PS4761 | Not Eligible | Process Boiler Combustion Upgrades, Linkageless Controls | #N/A | 18 | BHP | 18 | BHP | N/A | BHP | 4761 | 4761 | 4761 | No | No | No | 50% | 50% | 50% | No | Yes | Yes | Process Systems | G | Process Systems | 20
4762 | 4762 | 4762 | PS4762 | PS4762 | Not Eligible | Process Boiler Combustion Upgrades, O2 Trim Controls | #N/A | 5 | BHP | 5 | BHP | N/A | BHP | 4762 | 4762 | 4762 | No | No | No | 50% | 50% | 50% | No | Yes | Yes | Process Systems | G | Process Systems | 20
4760 | 4760 | 4760 | PS4760 | PS4760 | Not Eligible | Process Boiler Combustion Upgrades, High Turndown Burner, Retrofit on Existing Boiler | #N/A | 12 | BHP | 12 | BHP | N/A | BHP | 4760 | 4760 | 4760 | No | No | No | 50% | 50% | 50% | No | Yes | Yes | Process Systems | G | Process Systems | 20
5238 | 5238 | 5238 | PS5238 | PS5238 | Eligible Under B&I | High Turndown Burner, New Boiler Replacement | #N/A | 12 | BHP | 12 | BHP | 12 | BHP | 5238 | 5238 | 5238 | Yes | Yes | Yes | 50% | 50% | 50% | No | Yes | Yes | Process Systems | G | Process Systems | 20
[6 empty] | ----------------------PROCESS SYSTEMS CATALOG: VFDs------------------------- | #N/A
2726 | 2726 | 2726 | PS2726 | PS2726 | N-PS2726 | Variable Frequency Drives, Existing Bldg: Variable Torque, CW Distribution Pump | #N/A | 40 | HP | 40 | HP | 30 | HP | 2726 | 2726 | 2726 | Yes | Yes | Yes | 100% | 100% | 100% | No | Yes | Yes | Process Systems | H | Process Systems | 21
2640 | 2640 | 2640 | PS2640 | PS2640 | N-PS2640 | Variable Frequency Drives, Existing Bldg: Variable Torque, Boiler Draft Fan | #N/A | 40 | HP | 40 | HP | 30 | HP | 2640 | 2640 | 2640 | Yes | Yes | Yes | 100% | 100% | 100% | No | Yes | Yes | Process Systems | H | Process Systems | 21
2641 | 2641 | 2641 | PS2641 | PS2641 | N-PS2641 | Variable Frequency Drives, Existing Bldg: Variable Torque, Cooling Tower Fan | #N/A | 40 | HP | 40 | HP | 30 | HP | 2641 | 2641 | 2641 | Yes | Yes | Yes | 100% | 100% | 100% | No | Yes | Yes | Process Systems | H | Process Systems | 21
2647 | 2647 | 2647 | PS2647 | PS2647 | N-PS2647 | Variable Frequency Drives, Existing Bldg: Variable Torque, Process Fan | #N/A | 40 | HP | 40 | HP | 30 | HP | 2647 | 2647 | 2647 | Yes | Yes | Yes | 100% | 100% | 100% | No | Yes | Yes | Process Systems | H | Process Systems | 21
2648 | 2648 | 2648 | PS2648 | PS2648 | N-PS2648 | Variable Frequency Drives, Existing Bldg: Variable Torque, Process Pump | #N/A | 40 | HP | 40 | HP | 30 | HP | 2648 | 2648 | 2648 | Yes | Yes | Yes | 100% | 100% | 100% | No | Yes | Yes | Process Systems | H | Process Systems | 21
3280 | 3280 | 3280 | PS3280 | PS3280 | Not Eligible | Variable Frequency Drives, Existing Bldg: Constant Torque, All Types | #N/A | 30 | HP | 30 | HP | N/A | HP | 3280 | 3280 | 3280 | No | No | No | 100% | 100% | 100% | No | Yes | Yes | Process Systems | I | Process Systems | 22
[6 empty] | ----------------------PROCESS SYSTEMS CATALOG: DATA CENTER AND TELECOM FACILITIES------------------------- | #N/A
4776 | 4776 | 4776 | PS4776 | PS4776 | Not Eligible | Air Side Economizer, Data Center/Telecom | #N/A | 100 | Ton | 100 | Ton | N/A | Ton | 4776 | 4776 | 4776 | No | No | No | 100% | 100% | 100% | No | Yes | Yes | Process Systems | J | Process Systems | 23
2305 | 2305 | 2305 | PS2305 | PS2305 | Not Eligible | Energy-Efficient Drycooler, Data Center/Telecom | #N/A | 80 | Ton | 80 | Ton | N/A | Ton | 2305 | 2305 | 2305 | No | No | No | 100% | 100% | 100% | No | Yes | Yes | Process Systems | K | Process Systems | 23
4777 | 4777 | 4777 | PS4777 | PS4777 | Not Eligible | Efficient UPS | #N/A | 20 | kW | 20 | kW | N/A | kW | 4777 | 4777 | 4777 | No | No | No | 100% | 100% | 100% | No | Yes | Yes | Process Systems | L | Process Systems | 24
4778 | 4778 | 4778 | PS4778 | PS4778 | Not Eligible | Efficient Rectifier | #N/A | 20 | kW | 20 | kW | N/A | kW | 4778 | 4778 | 4778 | No | No | No | 100% | 100% | 100% | No | Yes | Yes | Process Systems | L | Process Systems | 24
[6 empty] | ----------------------PROCESS SYSTEMS CATALOG: PROCESS SPECIALTY EQUIPMENT------------------------- | #N/A
2490 | 2490 | 2490 | PS2490 | PS2490 | N-PS2490 | Radiant Heater Band | #N/A | 60 | kW of existing heater bands | 60 | kW of existing heater bands | 60 | kW of existing heater bands | 2490 | 2490 | 2490 | Yes | Yes | Yes | 50% | 50% | 50% | No | Yes | Yes | Process Systems | M | Process Systems | 25
2496 | 2496 | 2496 | PS2496 | PS2496 | N-PS2496 | Pressure Screen Rotor | #N/A | 40 | HP | 40 | HP | 40 | HP | 2496 | 2496 | 2496 | Yes | Yes | Yes | 50% | 50% | 50% | No | Yes | Yes | Process Systems | N | Process Systems | 26
2538 | 2538 | 2538 | PS2538 | PS2538 | N-PS2538 | Repulper Rotor without Extraction Plate | #N/A | 30 | HP | 30 | HP | 30 | HP | 2538 | 2538 | 2538 | Yes | Yes | Yes | 50% | 50% | 50% | No | Yes | Yes | Process Systems | O | Process Systems | 26
5210 | 5210 | 5210 | PS5210 | PS5210 | N-PS5210 | Repulper Rotor with Extraction Plate | #N/A | 40 | HP | 40 | HP | 40 | HP | 5210 | 5210 | 5210 | Yes | Yes | Yes | 50% | 50% | 50% | No | No | Yes | Process Systems | O | Process Systems | 26
4764 | 4764 | 4764 | PS4764 | PS4764 | N-PS4764 | Spline Rotor Upgrade | #N/A | 25 | HP | 25 | HP | 25 | HP | 4764 | 4764 | 4764 | Yes | Yes | Yes | 50% | 50% | 50% | No | Yes | Yes | Process Systems | P | Process Systems | 27
4763 | 4763 | 4763 | PS4763 | PS4763 | N-PS4763 | HE Side Entry Agitator | #N/A | 30 | HP | 30 | HP | 30 | HP | 4763 | 4763 | 4763 | Yes | Yes | Yes | 50% | 50% | 50% | No | Yes | Yes | Process Systems | Q | Process Systems | 27
4765 | 4765 | 4765 | PS4765 | PS4765 | N-PS4765 | Industrial High Frequency Battery Charger | #N/A | 3.75 | kWh Capacity | 3.75 | kWh Capacity | 3.75 | kWh Capacity | 4765 | 4765 | 4765 | Yes | Yes | Yes | 100% | 100% | 100% | No | Yes | Yes | Process Systems | R | Process Systems | 28
3244 | 3244 | 3244 | PS3244 | PS3244 | Not Eligible | Process Exhaust Filtration | #N/A | 0.6 | CFM Reduced | 0.6 | CFM Reduced | N/A | CFM Reduced | 3244 | 3244 | 3244 | No | No | No | 50% | 50% | 50% | No | Yes | Yes | Process Systems | S | Process Systems | 29
3045 | 3045 | 3045 | P3045 | P3045 | N-P3045 | High Use Commercial Water Heater, Gas Storage ≥90% TE | #N/A | 400 | Water Heater | 400 | Water Heater | 200 | Water Heater | 3045 | 3045 | 3045 | Yes-to NC Prgm | Yes-to NC Prgm | Yes-to NC Prgm | 100% | 100% | 100% | No | Yes | Yes | HVAC/Plumbing | K | HVAC | 31
5084 | 5084 | 5084 | P5084 | P5084 | N-P5084 | High Use Commercial Water Heater, Gas Indirect ≥90% TE | #N/A | 400 | Water Heater | 400 | Water Heater | 200 | Water Heater | 5084 | 5084 | 5084 | Yes-to NC Prgm | Yes-to NC Prgm | Yes-to NC Prgm | 100% | 100% | 100% | No | Yes | Yes | HVAC/Plumbing | K | HVAC | 31
4942 | 4942 | 4942 | P4942 | P4942 | N-P4942 | High Use Commercial Water Heater, Gas Tankless ≥90% TE | #N/A | 400 | Water Heater | 400 | Water Heater | 200 | Water Heater | 4942 | 4942 | 4942 | Yes-to NC Prgm | Yes-to NC Prgm | Yes-to NC Prgm | 100% | 100% | 100% | No | Yes | Yes | HVAC/Plumbing | K | HVAC | 31
5234 | 5234 | 5234 | P5234 | P5234 | Not Eligible | 95%+ AFUE or TE Combination Boiler, Multifamily | #N/A | 4.5 | MBh | 4.5 | MBh | N/A | MBh | 5234 | 5234 | 5234 | Yes-to NC Prgm | Yes-to NC Prgm | Yes-to NC Prgm | 100% | 100% | 100% | No | No | Yes |  |  | HVAC | 32
[6 empty] | -----------------------HVAC CATALOG: BUILDING ENVELOPE ---------------------- | -----------------------HVAC CATALOG: BUILDING ENVELOPE ---------------------- | [20 empty] | HVAC
2300 | 2300 | 2300 | B2300 | B2300 | Not Eligible | Dock Door Infiltration Reduction, New Install | #N/A | 150 | Door Sealed | 150 | Door Sealed | N/A | Door Sealed | 2300 | 2300 | 2300 | No | No | No | 100% | 100% | 100% | No | No | No |  |  | HVAC | 33
2301 | 2301 | 2301 | B2301 | B2301 | Not Eligible | Dock Door Infiltration Reduction, Replace Existing | #N/A | 150 | Door Sealed | 150 | Door Sealed | N/A | Door Sealed | 2301 | 2301 | 2301 | No | No | No | 100% | 100% | 100% | No | No | No |  |  | HVAC | 33
2302 | 2302 | 2302 | B2302 | B2302 | Not Eligible | Dock Pit/Ramp External Seal, Added to Existing "Brush" Barrier | #N/A | 75 | Pit sealed | 75 | Pit sealed | N/A | Pit sealed | 2302 | 2302 | 2302 | No | No | No | 100% | 100% | 100% | No | No | No |  |  | HVAC | 33
2303 | 2303 | 2303 | B2303 | B2303 | N-B2303 | Dock Pit/Ramp External Seal, No Brush Barrier Present | #N/A | 75 | Pit sealed | 75 | Pit sealed | 75 | Pit sealed | 2303 | 2303 | 2303 | Yes-to NC Prgm | Yes-to NC Prgm | Yes-to NC Prgm | 100% | 100% | 100% | No | No | No |  |  | HVAC | 33
3680 | 3680 | 3680 | B3680 | B3680 | N-B3680 | Spring-loaded Overhead Door Hinge, Heating Setpoint = 55°F | #N/A | 80 | Per Door | 80 | Per Door | 80 | Per Door | 3680 | 3680 | 3680 | Yes-to NC Prgm | Yes-to NC Prgm | Yes-to NC Prgm | 100% | 100% | 100% | No | No | No |  |  | HVAC | 33
3681 | 3681 | 3681 | B3681 | B3681 | N-B3681 | Spring-loaded Overhead Door Hinge, Heating Setpoint = 60°F | #N/A | 80 | Per Door | 80 | Per Door | 80 | Per Door | 3681 | 3681 | 3681 | Yes-to NC Prgm | Yes-to NC Prgm | Yes-to NC Prgm | 100% | 100% | 100% | No | No | No |  |  | HVAC | 33
3682 | 3682 | 3682 | B3682 | B3682 | N-B3682 | Spring-loaded Overhead Door Hinge, Heating Setpoint = 65°F | #N/A | 80 | Per Door | 80 | Per Door | 80 | Per Door | 3682 | 3682 | 3682 | Yes-to NC Prgm | Yes-to NC Prgm | Yes-to NC Prgm | 100% | 100% | 100% | No | No | No |  |  | HVAC | 33
3683 | 3683 | 3683 | B3683 | B3683 | N-B3683 | Spring-loaded Overhead Door Hinge, Heating Setpoint = 70°F | #N/A | 80 | Per Door | 80 | Per Door | 80 | Per Door | 3683 | 3683 | 3683 | Yes-to NC Prgm | Yes-to NC Prgm | Yes-to NC Prgm | 100% | 100% | 100% | No | No | No |  |  | HVAC | 33
[6 empty] | -----------------------COMMERCIAL REFRIGERATION CATALOG: NON-SELF CONTAINED----------------------- | -----------------------COMMERCIAL REFRIGERATION CATALOG: NON-SELF CONTAINED----------------------- | [20 empty] | Refrigeration
2236 | 2236 | 2236 | R2236 | R2236 | Not Eligible | Efficient Reach-in Cooler Case Door, No-Heat Type | #N/A | 7 | Door | 7 | Door | N/A | Door | 2236 | 2236 | 2236 | No | No | No | 100% | 100% | 100% | No | No | Yes |  |  | Refrigeration | 7
2234 | 2234 | 2234 | R2234 | R2234 | Not Eligible | Efficient Reach-in Freezer Case Door, Low-Heat Type | #N/A | 35 | Door | 35 | Door | N/A | Door | 2234 | 2234 | 2234 | No | No | No | 100% | 100% | 100% | No | No | Yes |  |  | Refrigeration | 7
2235 | 2235 | 2235 | R2235 | R2235 | Not Eligible | Efficient Reach-in Freezer Case Door, No-Heat Type | #N/A | 80 | Door | 80 | Door | N/A | Door | 2235 | 2235 | 2235 | No | No | No | 100% | 100% | 100% | No | No | Yes |  |  | Refrigeration | 7
2308 | 2308 | 2308 | R2308 | R2308 | Not Eligible | ECM Evaporator Fan Motor, Walk-In Cooler, < 1/20 hp | #N/A | 25 | Motor | 25 | Motor | N/A | Motor | 2308 | 2308 | 2308 | No | No | No | 100% | 100% | 100% | No | No | Yes |  |  | Refrigeration | 8
2309 | 2309 | 2309 | R2309 | R2309 | Not Eligible | ECM Evaporator Fan Motor, Walk-In Cooler, 1/20 - 1 hp | #N/A | 50 | Motor | 50 | Motor | N/A | Motor | 2309 | 2309 | 2309 | No | No | No | 100% | 100% | 100% | No | No | Yes |  |  | Refrigeration | 8
2310 | 2310 | 2310 | R2310 | R2310 | Not Eligible | ECM Evaporator Fan Motor, Walk-In Freezer, < 1/20 hp | #N/A | 25 | Motor | 25 | Motor | N/A | Motor | 2310 | 2310 | 2310 | No | No | No | 100% | 100% | 100% | No | No | Yes |  |  | Refrigeration | 8
2311 | 2311 | 2311 | R2311 | R2311 | Not Eligible | ECM Evaporator Fan Motor, Walk-In Freezer, 1/20 - 1 hp | #N/A | 50 | Motor | 50 | Motor | N/A | Motor | 2311 | 2311 | 2311 | No | No | No | 100% | 100% | 100% | No | No | Yes |  |  | Refrigeration | 8
2312 | 2312 | 2312 | R2312 | R2312 | Not Eligible | ECM Motor, Cooler/Freezer Case | #N/A | 35 | Motor | 35 | Motor | N/A | Motor | 2312 | 2312 | 2312 | No | No | No | 100% | 100% | 100% | No | No | Yes |  |  | Refrigeration | 8
4284 | 4284 | 4284 | R4284 | R4284 | Not Eligible | Permanent Magnet Synchronous Motor, Cooler/Freezer Case | #N/A | 35 | Motor | 35 | Motor | N/A | Motor | 4284 | 4284 | 4284 | No | No | No | 100% | 100% | 100% | No | No | Yes |  |  | Refrigeration | 8
2306 | 2306 | 2306 | R2306 | Not Eligible | Not Eligible | ECM Compressor Fan Motor | #N/A | 25 | Motor | 25 | Motor | N/A | Motor | 2306 | 2306 | 2306 | No | No | No | 100% | 100% | 100% | No | No | Yes |  |  | Refrigeration | 8
2307 | 2307 | 2307 | R2307 | Not Eligible | Not Eligible | ECM Condenser / Condensing Unit Fan Motor | #N/A | 25 | Motor | 25 | Motor | N/A | Motor | 2307 | 2307 | 2307 | No | No | No | 100% | 100% | 100% | No | No | Yes |  |  | Refrigeration | 8
3114 | 3114 | 3114 | R3114 | R3114 | Not Eligible | LED, Horizontal Case Lighting, replacing or instead of Linear Fluorescent | #N/A | 3 | Linear Foot of Lamps | 3 | Linear Foot of Lamps | N/A | Linear Foot of Lamps | 3114 | 3114 | 3114 | No | No | No | 100% | 100% | 100% | No | No | Yes |  |  | Refrigeration | 9
2456 | 2456 | 2456 | R2456 | R2456 | Not Eligible | LED, Vertical Case Lighting, replacing or instead of Linear Fluorescent | #N/A | 15 | Fixture | 15 | Fixture | N/A | Fixture | 2456 | 2456 | 2456 | No | No | No | 100% | 100% | 100% | No | No | No |  |  | Refrigeration | 9
2509 | 2509 | 2509 | R2509 | R2509 | N-R2509 | Reach-In Refrigerated Case w/ Doors replacing or instead of Open Multideck Case | #N/A | 80 | Linear Foot | 80 | Linear Foot | 55 | Linear Foot | 2509 | 2509 | 2509 | Yes-to NC Prgm | Yes-to NC Prgm | Yes-to NC Prgm | 100% | 100% | 100% | No | No | Yes |  |  | Refrigeration | 10
3409 | 3409 | 3409 | R3409 | R3409 | N-R3409 | Retrofit Open Refrigerated Cases with Doors (or new multideck case w/ doors for BIP) | #N/A | 60 | Linear Foot | 60 | Linear Foot | 40 | Linear Foot | 3409 | 3409 | 3409 | Yes-to NC Prgm | Yes-to NC Prgm | Yes-to NC Prgm | 100% | 100% | 100% | No | No | Yes |  |  | Refrigeration | 10
2271 | 2271 | 2271 | R2271 | R2271 | N-R2271 | Cooler Night Curtains, Open Multideck-Style Cases | #N/A | 7 | Linear Foot | 7 | Linear Foot | 5 | Linear Foot | 2271 | 2271 | 2271 | Yes-to NC Prgm | Yes-to NC Prgm | Yes-to NC Prgm | 100% | 100% | 100% | No | No | No |  |  | Refrigeration | 11
3183 | 3183 | 3183 | R3183 | R3183 | Not Eligible | Strip Curtain, Walk-In Freezers and Coolers | #N/A | 5 | Linear Foot | 5 | Linear Foot | N/A | Linear Foot | 3183 | 3183 | 3183 | No | No | No | 100% | 100% | 100% | No | No | No |  |  | Refrigeration | 12
[6 empty] | -----------------------COMMERCIAL REFRIGERATION CATALOG: CONTROLS----------------------- | -----------------------COMMERCIAL REFRIGERATION CATALOG: CONTROLS----------------------- | [20 empty] | Refrigeration
2197 | 2197 | 2197 | R2197 | R2197 | Not Eligible | Anti-Sweat Heater Controls, Freezer Case, Low-Heat Door | #N/A | 25 | Door | 25 | Door | N/A | Door | 2197 | 2197 | 2197 | No | No | No | 100% | 100% | 100% | No | No | Yes |  |  | Refrigeration | 13
2198 | 2198 | 2198 | R2198 | R2198 | Not Eligible | Anti-Sweat Heater Controls, Freezer Case, No-Heat Door | #N/A | 25 | Door | 25 | Door | N/A | Door | 2198 | 2198 | 2198 | No | No | No | 100% | 100% | 100% | No | No | Yes |  |  | Refrigeration | 13
2199 | 2199 | 2199 | R2199 | R2199 | Not Eligible | Anti-Sweat Heater Controls, Freezer Case, Standard Door | #N/A | 25 | Door | 25 | Door | N/A | Door | 2199 | 2199 | 2199 | No | No | No | 100% | 100% | 100% | No | No | Yes |  |  | Refrigeration | 13
2200 | 2200 | 2200 | R2200 | R2200 | Not Eligible | Anti-Sweat Heater Controls, Refrigerated Case, Low-Heat or No-Heat Door | #N/A | 25 | Door | 25 | Door | N/A | Door | 2200 | 2200 | 2200 | No | No | No | 100% | 100% | 100% | No | No | Yes |  |  | Refrigeration | 13
2201 | 2201 | 2201 | R2201 | R2201 | Not Eligible | Anti-Sweat Heater Controls, Refrigerated Case, Standard Door | #N/A | 25 | Door | 25 | Door | N/A | Door | 2201 | 2201 | 2201 | No | No | No | 100% | 100% | 100% | No | No | Yes |  |  | Refrigeration | 13
2269 | 2269 | 2269 | R2269 | R2269 | N-R2269 | Evaporator Fan Control (walk-in coolers and freezers) | #N/A | 15 | Motor | 15 | Motor | 10 | Motor | 2269 | 2269 | 2269 | Yes-to NC Prgm | Yes-to NC Prgm | Yes-to NC Prgm | 100% | 100% | 100% | No | No | Yes |  |  | Refrigeration | 14
4759 | 4759 | 4759 | R4759 | R4759 | N-R4759 | Evaporator Fan Control (reach-in coolers and freezers) | #N/A | 15 | Motor | 15 | Motor | 10 | Motor | 4759 | 4759 | 4759 | Yes-to NC Prgm | Yes-to NC Prgm | Yes-to NC Prgm | 100% | 100% | 100% | No | No | Yes |  |  | Refrigeration | 14
4758 | 4758 | 4758 | R4758 | R4758 | N-R4758 | Demand Defrost Controls, Freezers only | #N/A | 15 | kW Controlled | 15 | kW Controlled | 10 | kW Controlled | 4758 | 4758 | 4758 | Yes-to NC Prgm | Yes-to NC Prgm | Yes-to NC Prgm | 100% | 100% | 100% | No | No | Yes |  |  | Refrigeration | 14
4360 | 4360 | 4360 | R4360 | R4360 | Not Eligible | Refrigeration Controls, Floating Head Pressure | #N/A | 15 | HP | 15 | HP | N/A | HP | 4360 | 4360 | 4360 | No | No | No | 100% | 100% | 100% | No | No | Yes |  |  | Refrigeration | 14
[6 empty] | ----------------------PROCESS SYSTEMS CATALOG: COMPRESSED AIR AND VACUUM------------------------- | ----------------------PROCESS SYSTEMS CATALOG: COMPRESSED AIR AND VACUUM------------------------- | [20 empty] | Process Systems
4766 | 4766 | 4766 | PS4766 | PS4766 | Not Eligible | Compressed Air Leak Survey and Repair | #N/A | 4 | Connected HP | 4 | Connected HP | N/A | Connected HP | 4766 | 4766 | 4766 | No | No | No | 100% | 100% | 100% | No | Yes | Yes | Process Systems | A | Process Systems | 10
4767 | 4767 | 4767 | PS4767 | PS4767 | Not Eligible | Compressed Air and Leak Survey Repair, Agriculture only | #N/A | 15 | Connected HP | 15 | Connected HP | N/A | Connected HP | 4767 | 4767 | 4767 | No | N/A | No | 100% | 100% | 100% | No | Yes | Yes | Process Systems | A | Process Systems | 10
2196 | 2196 | 2196 | PS2196 | Not Eligible | Eligible Under B&I | Variable Speed Drive Air Compressors | #N/A | 40 | HP | 40 | HP | 40 | HP | 2196 | 2196 | 2196 | Yes-to B&I | Yes-to B&I | Yes-to B&I | 100% | 100% | 100% | No | Yes | Yes | Process Systems | B1 & B2 | Process Systems | 11
2196 | 2196 | 2196 | N-PS2196 | Not Eligible | Eligible Under B&I | Variable Speed Drive Air Compressors | #N/A | 40 | HP | 40 | HP | 40 | HP | 2196 | 2196 | 2196 | Yes-to B&I | Yes-to B&I | Yes-to B&I | 100% | 100% | 100% | No | Yes | Yes | Process Systems | B1 & B2 | Process Systems | 11
4361 | 4361 | 4361 | PS4361 | PS4361 | Eligible Under B&I | Variable Speed Drive Vacuum Pump, ≤ 30 hp, Variable Torque | #N/A | 40 | HP | 40 | HP | 40 | HP | 4361 | 4361 | 4361 | Yes-to B&I | Yes-to B&I | Yes-to B&I | 100% | 100% | 100% | No | Yes | Yes | Process Systems | F | Process Systems | 12
4362 | 4362 | 4362 | PS4362 | PS4362 | Eligible Under B&I | Variable Speed Drive Vacuum Pump, ≤ 30 hp, Constant Torque | #N/A | 30 | HP | 30 | HP | 30 | HP | 4362 | 4362 | 4362 | Yes-to B&I | Yes-to B&I | Yes-to B&I | 100% | 100% | 100% | No | Yes | Yes | Process Systems | G | Process Systems | 12
4361 | 4361 | 4361 | N-PS4361 | N-PS4361 | Eligible Under B&I | Variable Speed Drive Vacuum Pump, ≤ 30 hp, Variable Torque | #N/A | 40 | HP | 40 | HP | 40 | HP | 4361 | 4361 | 4361 | Yes-to B&I | Yes-to B&I | Yes-to B&I | 100% | 100% | 100% | No | Yes | Yes | Process Systems | F | Process Systems | 12
4362 | 4362 | 4362 | N-PS4362 | N-PS4362 | Eligible Under B&I | Variable Speed Drive Vacuum Pump, ≤ 30 hp, Constant Torque | #N/A | 30 | HP | 30 | HP | 30 | HP | 4362 | 4362 | 4362 | Yes-to B&I | Yes-to B&I | Yes-to B&I | 100% | 100% | 100% | No | Yes | Yes | Process Systems | G | Process Systems | 12
2264 | 2264 | 2264 | PS2264 | PS2264 | Eligible Under B&I | Cycling or VFD-Controlled Refrigerated Air Dryer | #N/A | 0.5 | CFM | 0.5 | CFM | 0.5 | CFM | 2264 | 2264 | 2264 | Yes-to B&I | Yes-to B&I | Yes-to B&I | 100% | 100% | 100% | No | No | Yes |  |  | Process Systems | 13
2264 | 2264 | 2264 | N-PS2264 | N-PS2264 | Eligible Under B&I | Cycling or VFD-Controlled Refrigerated Air Dryer | #N/A | 0.5 | CFM | 0.5 | CFM | 0.5 | CFM | 2264 | 2264 | 2264 | Yes-to B&I | Yes-to B&I | Yes-to B&I | 100% | 100% | 100% | No | No | Yes |  |  | Process Systems | 13
4363 | 4363 | 4363 | PS4363 | PS4363 | Eligible Under B&I | Dewpoint Demand Controls for Desiccant Dryers | #N/A | 2 | CFM | 2 | CFM | 2 | CFM | 4363 | 4363 | 4363 | Yes-to B&I | Yes-to B&I | Yes-to B&I | 100% | 100% | 100% | No | Yes | Yes | Process Systems | C | Process Systems | 13
4363 | 4363 | 4363 | N-PS4363 | N-PS4363 | Eligible Under B&I | Dewpoint Demand Controls for Desiccant Dryers | #N/A | 2 | CFM | 2 | CFM | 2 | CFM | 4363 | 4363 | 4363 | Yes-to B&I | Yes-to B&I | Yes-to B&I | 100% | 100% | 100% | No | Yes | Yes | Process Systems | C | Process Systems | 13
2254 | 2254 | 2254 | PS2254 | Not Eligible | Eligible Under B&I | No Air-Loss Condensate Drains | #N/A | 80 | Drain | 80 | Drain | 80 | Drain | 2254 | 2254 | 2254 | Yes-to B&I | Yes-to B&I | Yes-to B&I | 100% | 100% | 100% | No | No | Yes |  |  | Process Systems | 14
2254 | 2254 | 2254 | N-PS2254 | Not Eligible | Eligible Under B&I | No Air-Loss Condensate Drains | #N/A | 80 | Drain | 80 | Drain | 80 | Drain | 2254 | 2254 | 2254 | Yes-to B&I | Yes-to B&I | Yes-to B&I | 100% | 100% | 100% | No | No | Yes |  |  | Process Systems | 14
2255 | 2255 | 2255 | PS2255 | PS2255 | Eligible Under B&I | Pressure/Flow Controllers | #N/A | 8 | HP | 8 | HP | 8 | HP | 2255 | 2255 | 2255 | Yes-to B&I | Yes-to B&I | Yes-to B&I | 100% | 100% | 100% | No | No | Yes |  |  | Process Systems | 14
2255 | 2255 | 2255 | N-PS2255 | N-PS2255 | Eligible Under B&I | Pressure/Flow Controllers | #N/A | 8 | HP | 8 | HP | 8 | HP | 2255 | 2255 | 2255 | Yes-to B&I | Yes-to B&I | Yes-to B&I | 100% | 100% | 100% | No | No | Yes |  |  | Process Systems | 14
2258 | 2258 | 2258 | PS2258 | PS2258 | Eligible Under B&I | Compressed Air Mist Eliminators | #N/A | 4 | HP | 4 | HP | 4 | HP | 2258 | 2258 | 2258 | Yes-to B&I | Yes-to B&I | Yes-to B&I | 100% | 100% | 100% | No | No | Yes |  |  | Process Systems | 14
2258 | 2258 | 2258 | N-PS2258 | N-PS2258 | Eligible Under B&I | Compressed Air Mist Eliminators | #N/A | 4 | HP | 4 | HP | 4 | HP | 2258 | 2258 | 2258 | Yes-to B&I | Yes-to B&I | Yes-to B&I | 100% | 100% | 100% | No | No | Yes |  |  | Process Systems | 14
2259 | 2259 | 2259 | PS2259 | PS2259 | Eligible Under B&I | Air Entraining Nozzles | #N/A | 8 | Nozzle | 8 | Nozzle | 8 | Nozzle | 2259 | 2259 | 2259 | Yes-to B&I | Yes-to B&I | Yes-to B&I | 100% | 100% | 100% | No | No | Yes |  |  | Process Systems | 15
2259 | 2259 | 2259 | N-PS2259 | N-PS2259 | Eligible Under B&I | Air Entraining Nozzles | #N/A | 8 | Nozzle | 8 | Nozzle | 8 | Nozzle | 2259 | 2259 | 2259 | Yes-to B&I | Yes-to B&I | Yes-to B&I | 100% | 100% | 100% | No | No | Yes |  |  | Process Systems | 15
2257 | 2257 | 2257 | PS2257 | PS2257 | Eligible Under B&I | Compressed Air Heat Recovery | #N/A | 50 | HP | 50 | HP | 50 | HP | 2257 | 2257 | 2257 | Yes-to B&I | Yes-to B&I | Yes-to B&I | 50% | 50% | 50% | No | No | Yes |  |  | Process Systems | 16
3928 | 3928 | 3928 | PS3928 | PS3928 | Eligible Under B&I | Vacuum Pump Heat Recovery | #N/A | 50 | HP | 50 | HP | 50 | HP | 3928 | 3928 | 3928 | Yes-to B&I | Yes-to B&I | Yes-to B&I | 50% | 50% | 50% | No | No | Yes |  |  | Process Systems | 16
2257 | 2257 | 2257 | N-PS2257 | N-PS2257 | Eligible Under B&I | Compressed Air Heat Recovery | #N/A | 50 | HP | 50 | HP | 50 | HP | 2257 | 2257 | 2257 | Yes-to B&I | Yes-to B&I | Yes-to B&I | 50% | 50% | 50% | No | No | Yes |  |  | Process Systems | 16
3928 | 3928 | 3928 | N-PS3928 | N-PS3928 | Eligible Under B&I | Vacuum Pump Heat Recovery | #N/A | 50 | HP | 50 | HP | 50 | HP | 3928 | 3928 | 3928 | Yes-to B&I | Yes-to B&I | Yes-to B&I | 50% | 50% | 50% | No | No | Yes |  |  | Process Systems | 16
2848 | 2848 | 2848 | PS2848 | PS2848 | Not Eligible | Compressed Air Process Load Shifting | #N/A | 200 | Compressor HP Shifted | 200 | Compressor HP Shifted | N/A | Compressor HP Shifted | 2848 | 2848 | 2848 | No | No | No | 50% | 50% | 50% | No | Yes | Yes | Process Systems | D | Process Systems | 17
[6 empty] | ----------------------PROCESS SYSTEMS CATALOG: STEAM SYSTEMS------------------------- | ----------------------PROCESS SYSTEMS CATALOG: STEAM SYSTEMS------------------------- | [20 empty] | Process Systems
4041 | 4041 | 4041 | PS4041 | PS4041 | Not Eligible | Steam Trap Survey (Process) | #N/A | 4 | Steam Trap | 4 | Steam Trap | N/A | Steam Trap | 4041 | 4041 | 4041 | No | No | No | 100% | 100% | 100% | No | No | Yes |  |  | Process Systems | 18
3999 | 3999 | 3999 | PS3999 | PS3999 | Not Eligible | Steam Trap Repair/Replacement, Industrial, < 10 psig | #N/A | 30 | Steam Trap | 30 | Steam Trap | N/A | Steam Trap | 3999 | 3999 | 3999 | No | No | No | 100% | 100% | 100% | No | No | Yes |  |  | Process Systems | 18
4000 | 4000 | 4000 | PS4000 | PS4000 | Not Eligible | Steam Trap Repair/Replacement, Industrial, 10-49 psig | #N/A | 50 | Steam Trap | 50 | Steam Trap | N/A | Steam Trap | 4000 | 4000 | 4000 | No | No | No | 100% | 100% | 100% | No | No | Yes |  |  | Process Systems | 18
4001 | 4001 | 4001 | PS4001 | PS4001 | Not Eligible | Steam Trap Repair/Replacement, Industrial, 50-124 psig | #N/A | 75 | Steam Trap | 75 | Steam Trap | N/A | Steam Trap | 4001 | 4001 | 4001 | No | No | No | 100% | 100% | 100% | No | No | Yes |  |  | Process Systems | 18
4002 | 4002 | 4002 | PS4002 | PS4002 | Not Eligible | Steam Trap Repair/Replacement, Industrial, 125-225 psig | #N/A | 125 | Steam Trap | 125 | Steam Trap | N/A | Steam Trap | 4002 | 4002 | 4002 | No | No | No | 100% | 100% | 100% | No | No | Yes |  |  | Process Systems | 18
4003 | 4003 | 4003 | PS4003 | PS4003 | Not Eligible | Steam Trap Repair/Replacement, Industrial, > 225 psig | #N/A | 200 | Steam Trap | 200 | Steam Trap | N/A | Steam Trap | 4003 | 4003 | 4003 | No | No | No | 100% | 100% | 100% | No | No | Yes |  |  | Process Systems | 18
4761 | 4761 | 4761 | PS4761 | PS4761 | Not Eligible | Process Boiler Combustion Upgrades, Linkageless Controls | #N/A | 15 | BHP | 15 | BHP | N/A | BHP | 4761 | 4761 | 4761 | No | No | No | 50% | 50% | 50% | No | Yes | Yes | Process Systems | E | Process Systems | 19
4762 | 4762 | 4762 | PS4762 | PS4762 | Not Eligible | Process Boiler Combustion Upgrades, O2 Trim Controls | #N/A | 5 | BHP | 5 | BHP | N/A | BHP | 4762 | 4762 | 4762 | No | No | No | 50% | 50% | 50% | No | Yes | Yes | Process Systems | E | Process Systems | 19
4760 | 4760 | 4760 | PS4760 | PS4760 | Not Eligible | Process Boiler Combustion Upgrades, High Turndown Burner, Existing Boiler | #N/A | 10 | BHP | 10 | BHP | N/A | BHP | 4760 | 4760 | 4760 | No | No | No | 50% | 50% | 50% | No | Yes | Yes | Process Systems | E | Process Systems | 19
5238 | 5238 | 5238 | PS5238 | PS5238 | Eligible Under B&I | Process Boiler Combustion Upgrades, High Turndown Burner, New Boiler | #N/A | 10 | BHP | 10 | BHP | N/A | BHP | 5238 | 5238 | 5238 | No | No | No | 50% | 50% | 50% | No | Yes | Yes | Process Systems | E | Process Systems | 19
5238 | 5238 | 5238 | N-PS5238 | N-PS5238 | Eligible Under B&I | Process Boiler Combustion Upgrades, High Turndown Burner, New Boiler | #N/A | 10 | BHP | 10 | BHP | N/A | BHP | 5238 | 5238 | 5238 | No | No | No | 50% | 50% | 50% | No | Yes | Yes | Process Systems | E | Process Systems | 19
[6 empty] | ----------------------PROCESS SYSTEMS CATALOG: VFDs------------------------- | ----------------------PROCESS SYSTEMS CATALOG: VFDs------------------------- | [20 empty] | Process Systems
2726 | 2726 | 2726 | PS2726 | PS2726 | Eligible Under B&I | Variable Frequency Drives, Existing Bldg: Variable Torque, CW Distribution Pump | #N/A | 35 | HP | 35 | HP | 25 | HP | 2726 | 2726 | 2726 | Yes-to B&I | Yes-to B&I | Yes-to B&I | 100% | 100% | 100% | No | Yes | Yes | Process Systems | F | Process Systems | 20
2640 | 2640 | 2640 | PS2640 | PS2640 | Eligible Under B&I | Variable Frequency Drives, Existing Bldg: Variable Torque, Boiler Draft Fan | #N/A | 35 | HP | 35 | HP | 25 | HP | 2640 | 2640 | 2640 | Yes-to B&I | Yes-to B&I | Yes-to B&I | 100% | 100% | 100% | No | Yes | Yes | Process Systems | F | Process Systems | 20
2641 | 2641 | 2641 | PS2641 | PS2641 | Eligible Under B&I | Variable Frequency Drives, Existing Bldg: Variable Torque, Cooling Tower Fan | #N/A | 35 | HP | 35 | HP | 25 | HP | 2641 | 2641 | 2641 | Yes-to B&I | Yes-to B&I | Yes-to B&I | 100% | 100% | 100% | No | Yes | Yes | Process Systems | F | Process Systems | 20
2647 | 2647 | 2647 | PS2647 | PS2647 | Eligible Under B&I | Variable Frequency Drives, Existing Bldg: Variable Torque, Process Fan | #N/A | 35 | HP | 35 | HP | 25 | HP | 2647 | 2647 | 2647 | Yes-to B&I | Yes-to B&I | Yes-to B&I | 100% | 100% | 100% | No | Yes | Yes | Process Systems | F | Process Systems | 20
2648 | 2648 | 2648 | PS2648 | PS2648 | Eligible Under B&I | Variable Frequency Drives, Existing Bldg: Variable Torque, Process Pump | #N/A | 35 | HP | 35 | HP | 25 | HP | 2648 | 2648 | 2648 | Yes-to B&I | Yes-to B&I | Yes-to B&I | 100% | 100% | 100% | No | Yes | Yes | Process Systems | F | Process Systems | 20
2726 | 2726 | 2726 | N-PS2726 | N-PS2726 | Eligible Under B&I | Variable Frequency Drives, New Const: Variable Torque, CW Distribution Pump | #N/A | 25 | HP | 25 | HP | 25 | HP | 2726 | 2726 | 2726 | Yes-to B&I | Yes-to B&I | Yes-to B&I | 100% | 100% | 100% | No | Yes | Yes | Process Systems | F | Process Systems | 20
2640 | 2640 | 2640 | N-PS2640 | N-PS2640 | Eligible Under B&I | Variable Frequency Drives, New Const: Variable Torque, Boiler Draft Fan | #N/A | 25 | HP | 25 | HP | 25 | HP | 2640 | 2640 | 2640 | Yes-to B&I | Yes-to B&I | Yes-to B&I | 100% | 100% | 100% | No | Yes | Yes | Process Systems | F | Process Systems | 20
2641 | 2641 | 2641 | N-PS2641 | N-PS2641 | Eligible Under B&I | Variable Frequency Drives, New Const: Variable Torque, Cooling Tower Fan | #N/A | 25 | HP | 25 | HP | 25 | HP | 2641 | 2641 | 2641 | Yes-to B&I | Yes-to B&I | Yes-to B&I | 100% | 100% | 100% | No | Yes | Yes | Process Systems | F | Process Systems | 20
2647 | 2647 | 2647 | N-PS2647 | N-PS2647 | Eligible Under B&I | Variable Frequency Drives, New Const: Variable Torque, Process Fan | #N/A | 25 | HP | 25 | HP | 25 | HP | 2647 | 2647 | 2647 | Yes-to B&I | Yes-to B&I | Yes-to B&I | 100% | 100% | 100% | No | Yes | Yes | Process Systems | F | Process Systems | 20
2648 | 2648 | 2648 | N-PS2648 | N-PS2648 | Eligible Under B&I | Variable Frequency Drives, New Const: Variable Torque, Process Pump | #N/A | 25 | HP | 25 | HP | 25 | HP | 2648 | 2648 | 2648 | Yes-to B&I | Yes-to B&I | Yes-to B&I | 100% | 100% | 100% | No | Yes | Yes | Process Systems | F | Process Systems | 20
3280 | 3280 | 3280 | PS3280 | PS3280 | Not Eligible | Variable Frequency Drives, Existing Bldg: Constant Torque, All Types | #N/A | 30 | HP | 30 | HP | N/A | HP | 3280 | 3280 | 3280 | No | No | No | 100% | 100% | 100% | No | Yes | Yes | Process Systems | G | Process Systems | 21
[6 empty] | ----------------------PROCESS SYSTEMS CATALOG: DATA CENTER AND TELECOM FACILITIES------------------------- | ----------------------PROCESS SYSTEMS CATALOG: DATA CENTER AND TELECOM FACILITIES------------------------- | [20 empty] | Process Systems
4769 | 4769 | 4769 | PS4769 | PS4769 | N-PS4769 | 16 SEER Split System, < 5.4 tons, Data Center/Telecom | #N/A | 160 | A/C Unit | 160 | A/C Unit | 120 | A/C Unit | 4769 | 4769 | 4769 | Yes-to NC Prgm | Yes-to NC Prgm | Yes-to NC Prgm | 100% | 100% | 100% | No | No | Yes |  |  | Process Systems | 22
4770 | 4770 | 4770 | PS4770 | PS4770 | N-PS4770 | 17 SEER Split System, < 5.4 tons, Data Center/Telecom | #N/A | 200 | A/C Unit | 200 | A/C Unit | 160 | A/C Unit | 4770 | 4770 | 4770 | Yes-to NC Prgm | Yes-to NC Prgm | Yes-to NC Prgm | 100% | 100% | 100% | No | No | Yes |  |  | Process Systems | 22
4771 | 4771 | 4771 | PS4771 | PS4771 | N-PS4771 | 18 SEER Split System, < 5.4 tons, Data Center/Telecom | #N/A | 240 | A/C Unit | 240 | A/C Unit | 200 | A/C Unit | 4771 | 4771 | 4771 | Yes-to NC Prgm | Yes-to NC Prgm | Yes-to NC Prgm | 100% | 100% | 100% | No | No | Yes |  |  | Process Systems | 22
5075 | 5075 | 5075 | PS5075 | PS5075 | N-PS5075 | 19 SEER Split System, < 5.4 tons, Data Center/Telecom | #N/A | 280 | A/C Unit | 280 | A/C Unit | 240 | A/C Unit | 5075 | 5075 | 5075 | Yes-to NC Prgm | Yes-to NC Prgm | Yes-to NC Prgm | 100% | 100% | 100% | No | No | Yes |  |  | Process Systems | 22
5076 | 5076 | 5076 | PS5076 | PS5076 | N-PS5076 | 20 SEER Split System, < 5.4 tons, Data Center/Telecom | #N/A | 320 | A/C Unit | 320 | A/C Unit | 280 | A/C Unit | 5076 | 5076 | 5076 | Yes-to NC Prgm | Yes-to NC Prgm | Yes-to NC Prgm | 100% | 100% | 100% | No | No | Yes |  |  | Process Systems | 22
4773 | 4773 | 4773 | PS4773 | PS4773 | N-PS4773 | 16 SEER Single Package, < 5.4 tons, Data Center/Telecom | #N/A | 160 | A/C Unit | 160 | A/C Unit | 120 | A/C Unit | 4773 | 4773 | 4773 | Yes-to NC Prgm | Yes-to NC Prgm | Yes-to NC Prgm | 100% | 100% | 100% | No | No | Yes |  |  | Process Systems | 22
4774 | 4774 | 4774 | PS4774 | PS4774 | N-PS4774 | 17 SEER Single Package, < 5.4 tons, Data Center/Telecom | #N/A | 200 | A/C Unit | 200 | A/C Unit | 160 | A/C Unit | 4774 | 4774 | 4774 | Yes-to NC Prgm | Yes-to NC Prgm | Yes-to NC Prgm | 100% | 100% | 100% | No | No | Yes |  |  | Process Systems | 22
4775 | 4775 | 4775 | PS4775 | PS4775 | N-PS4775 | 18 SEER Single Package, < 5.4 tons, Data Center/Telecom | #N/A | 240 | A/C Unit | 240 | A/C Unit | 200 | A/C Unit | 4775 | 4775 | 4775 | Yes-to NC Prgm | Yes-to NC Prgm | Yes-to NC Prgm | 100% | 100% | 100% | No | No | Yes |  |  | Process Systems | 22
5077 | 5077 | 5077 | PS5077 | PS5077 | N-PS5077 | 19 SEER Single Package, < 5.4 tons, Data Center/Telecom | #N/A | 280 | A/C Unit | 280 | A/C Unit | 240 | A/C Unit | 5077 | 5077 | 5077 | Yes-to NC Prgm | Yes-to NC Prgm | Yes-to NC Prgm | 100% | 100% | 100% | No | No | Yes |  |  | Process Systems | 22
5078 | 5078 | 5078 | PS5078 | PS5078 | N-PS5078 | 20 SEER Single Package, < 5.4 tons, Data Center/Telecom | #N/A | 320 | A/C Unit | 320 | A/C Unit | 280 | A/C Unit | 5078 | 5078 | 5078 | Yes-to NC Prgm | Yes-to NC Prgm | Yes-to NC Prgm | 100% | 100% | 100% | No | No | Yes |  |  | Process Systems | 22
4776 | 4776 | 4776 | PS4776 | PS4776 | Not Eligible | Air Side Economizer, Data Center/Telecom | #N/A | 100 | Ton | 100 | Ton | N/A | Ton | 4776 | 4776 | 4776 | No | No | No | 100% | 100% | 100% | No | Yes | Yes | Process Systems | H | Process Systems | 23
2305 | 2305 | 2305 | PS2305 | PS2305 | Not Eligible | Energy Efficient Drycooler, Data Center/Telecom | #N/A | 80 | Ton | 80 | Ton | N/A | Ton | 2305 | 2305 | 2305 | No | No | No | 100% | 100% | 100% | No | Yes | Yes | Process Systems | I | Process Systems | 23
4777 | 4777 | 4777 | PS4777 | PS4777 | Not Eligible | Efficient UPS, Data Center/Telecom | #N/A | 20 | kW | 20 | kW | N/A | kW | 4777 | 4777 | 4777 | No | No | No | 100% | 100% | 100% | No | Yes | Yes | Process Systems | J | Process Systems | 24
4778 | 4778 | 4778 | PS4778 | PS4778 | Not Eligible | Efficient Rectifier, Data Center/Telecom | #N/A | 20 | kW | 20 | kW | N/A | kW | 4778 | 4778 | 4778 | No | No | No | 100% | 100% | 100% | No | Yes | Yes | Process Systems | J | Process Systems | 24
[6 empty] | ----------------------PROCESS SYSTEMS CATALOG: PROCESS SPECIALTY EQUIPMENT------------------------- | ----------------------PROCESS SYSTEMS CATALOG: PROCESS SPECIALTY EQUIPMENT------------------------- | [20 empty] | Process Systems
2490 | 2490 | 2490 | PS2490 | PS2490 | Eligible Under B&I | Energy-Efficient Radiant Heater Bands for Plastics | #N/A | 60 | kW of existing heater bands | 60 | kW of existing heater bands | 60 | kW of existing heater bands | 2490 | 2490 | 2490 | Yes-to B&I | Yes-to B&I | Yes-to B&I | 50% | 50% | 50% | No | Yes | Yes | Process Systems | K | Process Systems | 25
2490 | 2490 | 2490 | N-PS2490 | N-PS2490 | Eligible Under B&I | Energy-Efficient Radiant Heater Bands for Plastics | #N/A | 60 | kW of std heater bands | 60 | kW of std heater bands | 60 | kW of std heater bands | 2490 | 2490 | 2490 | Yes-to B&I | Yes-to B&I | Yes-to B&I | 50% | 50% | 50% | No | Yes | Yes | Process Systems | K | Process Systems | 25
2496 | 2496 | 2496 | PS2496 | PS2496 | Eligible Under B&I | Pressure Screen Rotor for Pulp & Paper | #N/A | 40 | HP | 40 | HP | 40 | HP | 2496 | 2496 | 2496 | Yes-to B&I | Yes-to B&I | Yes-to B&I | 50% | 50% | 50% | No | Yes | Yes | Process Systems | L | Process Systems | 26
2496 | 2496 | 2496 | N-PS2496 | N-PS2496 | Eligible Under B&I | Pressure Screen Rotor for Pulp & Paper | #N/A | 40 | HP | 40 | HP | 40 | HP | 2496 | 2496 | 2496 | Yes-to B&I | Yes-to B&I | Yes-to B&I | 50% | 50% | 50% | No | Yes | Yes | Process Systems | L | Process Systems | 26
2538 | 2538 | 2538 | PS2538 | PS2538 | Eligible Under B&I | Energy-Efficient Repulper Rotor Without Extraction Plate | #N/A | 30 | HP | 30 | HP | 30 | HP | 2538 | 2538 | 2538 | Yes-to B&I | Yes-to B&I | Yes-to B&I | 100% | 100% | 100% | No | Yes | Yes | Process Systems | M | Process Systems | 26
5210 | 5210 | 5210 | PS5210 | PS5210 | Eligible Under B&I | Energy-Efficient Repulper Rotor With Extraction Plate | #N/A | 40 | HP | 40 | HP | 40 | HP | 5210 | 5210 | 5210 | Yes-to B&I | Yes-to B&I | Yes-to B&I | 100% | 100% | 100% | No | No | Yes | Process Systems | M | Process Systems | 26
2538 | 2538 | 2538 | N-PS2538 | N-PS2538 | Eligible Under B&I | Energy-Efficient Repulper Rotor Without Extraction Plate | #N/A | 30 | HP | 30 | HP | 30 | HP | 2538 | 2538 | 2538 | Yes-to B&I | Yes-to B&I | Yes-to B&I | 100% | 100% | 100% | No | Yes | Yes | Process Systems | M | Process Systems | 26
5210 | 5210 | 5210 | N-PS5210 | N-PS5210 | Eligible Under B&I | Energy-Efficient Repulper Rotor With Extraction Plate | #N/A | 40 | HP | 40 | HP | 40 | HP | 5210 | 5210 | 5210 | Yes-to B&I | Yes-to B&I | Yes-to B&I | 100% | 100% | 100% | No | No | Yes | Process Systems | M | Process Systems | 26
4764 | 4764 | 4764 | PS4764 | PS4764 | Eligible Under B&I | Pulp and Paper, Spline Rotor Upgrade | #N/A | 25 | HP | 25 | HP | 25 | HP | 4764 | 4764 | 4764 | Yes-to B&I | Yes-to B&I | Yes-to B&I | 50% | 50% | 50% | No | Yes | Yes | Process Systems | N | Process Systems | 26
4764 | 4764 | 4764 | N-PS4764 | N-PS4764 | Eligible Under B&I | Pulp and Paper, Spline Rotor Upgrade | #N/A | 25 | HP | 25 | HP | 25 | HP | 4764 | 4764 | 4764 | Yes-to B&I | Yes-to B&I | Yes-to B&I | 50% | 50% | 50% | No | Yes | Yes | Process Systems | N | Process Systems | 26
4763 | 4763 | 4763 | PS4763 | PS4763 | Eligible Under B&I | Pulp and Paper, High Efficiency Side Entry Agitator | #N/A | 30 | HP | 30 | HP | 30 | HP | 4763 | 4763 | 4763 | Yes-to B&I | Yes-to B&I | Yes-to B&I | 50% | 50% | 50% | No | Yes | Yes | Process Systems | O | Process Systems | 27
4763 | 4763 | 4763 | N-PS4763 | N-PS4763 | Eligible Under B&I | Pulp and Paper, High Efficiency Side Entry Agitator | #N/A | 30 | HP | 30 | HP | 30 | HP | 4763 | 4763 | 4763 | Yes-to B&I | Yes-to B&I | Yes-to B&I | 50% | 50% | 50% | No | Yes | Yes | Process Systems | O | Process Systems | 27
4765 | 4765 | 4765 | PS4765 | PS4765 | Eligible Under B&I | Industrial High Frequency Battery Charger | #N/A | 3 | kWh Capacity | 3 | kWh Capacity | 3 | kWh Capacity | 4765 | 4765 | 4765 | Yes-to B&I | Yes-to B&I | Yes-to B&I | 100% | 100% | 100% | No | Yes | Yes | Process Systems | P | Process Systems | 28
4765 | 4765 | 4765 | N-PS4765 | N-PS4765 | Eligible Under B&I | Industrial High Frequency Battery Charger | #N/A | 3 | kWh Capacity | 3 | kWh Capacity | 3 | kWh Capacity | 4765 | 4765 | 4765 | Yes-to B&I | Yes-to B&I | Yes-to B&I | 100% | 100% | 100% | No | Yes | Yes | Process Systems | P | Process Systems | 28
3244 | 3244 | 3244 | PS3244 | PS3244 | Not Eligible | Process Exhaust Filtration | #N/A | 0.55 | CFM Reduced | 0.55 | CFM Reduced | N/A | CFM Reduced | 3244 | 3244 | 3244 | No | No | No | 50% | 50% | 50% | No | Yes | Yes | Process Systems | Q | Process Systems | 29
[6 empty] | ----------------------AGRIBUSINESS CATALOG: SPECIALTY EQUIPMENT ----------------------------- | ----------------------AGRIBUSINESS CATALOG: SPECIALTY EQUIPMENT ----------------------------- | [20 empty] | Agribusiness
N/A | 3982 | 3982 | Not Eligible | AG3982 | Eligible Under B&I-Rural | Plate Heat Exchanger and Well Water Pre-Cooler (<135 milking cows) | AG3982: Plate Heat Exchanger and Well Water Pre-Cooler (<135 milking cows) | N/A | N/A | 400 | Plate Cooler | 400 | Plate Cooler | N/A | 3982 |  | N/A | See NC MMID | N/A | 100% | 100% | 100% | No | No | No |  |  | Agribusiness | 14
N/A | 3983 | 3983 | Not Eligible | AG3983 | Eligible Under B&I-Rural | Plate Heat Exchanger and Well Water Pre-Cooler (≥135 milking cows) | AG3983: Plate Heat Exchanger and Well Water Pre-Cooler (≥135 milking cows) | N/A | N/A | 3 | Milking Cow | 3 | Milking Cow | N/A | 3983 |  | N/A | See NC MMID | N/A | 100% | 100% | 100% | No | No | No |  |  | Agribusiness | 14
N/A | 3982 | 3982 | Not Eligible | N-AG3982 | Eligible Under B&I-Rural | Plate Heat Exchanger and Well Water Pre-Cooler (<135 milking cows) | N-AG3982: Plate Heat Exchanger and Well Water Pre-Cooler (<135 milking cows) | N/A | N/A | 400 | Plate Cooler | 400 | Plate Cooler | N/A | 3982 |  | N/A | Yes-to B&I-Rural | N/A | 100% | 100% | 100% | No | No | No |  |  | Agribusiness | 14
N/A | 3983 | 3983 | Not Eligible | N-AG3983 | Eligible Under B&I-Rural | Plate Heat Exchanger and Well Water Pre-Cooler (≥135 milking cows) | N-AG3983: Plate Heat Exchanger and Well Water Pre-Cooler (≥135 milking cows) | N/A | N/A | 3 | Milking Cow | 3 | Milking Cow | N/A | 3983 |  | N/A | Yes-to B&I-Rural | N/A | 100% | 100% | 100% | No | No | No |  |  | Agribusiness | 14
N/A | 3987 | 3987 | Not Eligible | AG3987 | Eligible Under B&I-Rural | VFD, Dairy Vacuum Pump, Agriculture | AG3987: VFD, Dairy Vacuum Pump, Agriculture | N/A | N/A | 7 | Milking Cow | 7 | Milking Cow | N/A | 3987 |  | N/A | See NC MMID | N/A | 100% | 100% | 100% | No | No | No |  |  | Agribusiness | 14
N/A | 3988 | 3988 | Not Eligible | AG3988 | Eligible Under B&I-Rural | VFD, Dairy Milk Pump, Agriculture | AG3988: VFD, Dairy Milk Pump, Agriculture | N/A | N/A | 3 | Milking Cow | 3 | Milking Cow | N/A | 3988 |  | N/A | See NC MMID | N/A | 100% | 100% | 100% | No | No | No |  |  | Agribusiness | 14
N/A | 3987 | 3987 | Not Eligible | N-AG3987 | Eligible Under B&I-Rural | VFD, Dairy Vacuum Pump, Agriculture | N-AG3987: VFD, Dairy Vacuum Pump, Agriculture | N/A | N/A | 7 | Milking Cow | 7 | Milking Cow | N/A | 3987 |  | N/A | Yes-to B&I-Rural | N/A | 100% | 100% | 100% | No | No | No |  |  | Agribusiness | 14
N/A | 3988 | 3988 | Not Eligible | N-AG3988 | Eligible Under B&I-Rural | VFD, Dairy Milk Pump, Agriculture | N-AG3988: VFD, Dairy Milk Pump, Agriculture | N/A | N/A | 3 | Milking Cow | 3 | Milking Cow | N/A | 3988 |  | N/A | Yes-to B&I-Rural | N/A | 100% | 100% | 100% | No | No | No |  |  | Agribusiness | 14
N/A | 2306 | 2306 | Not Eligible | R2306 | Eligible Under B&I-Rural | ECM Compressor Fan Motor | R2306: ECM Compressor Fan Motor | N/A | N/A | 25 | Motor | 25 | Motor | N/A | 2306 |  | N/A | See NC MMID | N/A | 100% | 100% | 100% | No | No | Yes |  |  | Agribusiness | 15
N/A | 2307 | 2307 | Not Eligible | R2307 | Eligible Under B&I-Rural | ECM Condenser / Condensing Unit Fan Motor | R2307: ECM Condenser / Condensing Unit Fan Motor | N/A | N/A | 25 | Motor | 25 | Motor | N/A | 2307 |  | N/A | See NC MMID | N/A | 100% | 100% | 100% | No | No | Yes |  |  | Agribusiness | 15
N/A | 2306 | 2306 | Not Eligible | N-R2306 | Eligible Under B&I-Rural | ECM Compressor Fan Motor | N-R2306: ECM Compressor Fan Motor | N/A | N/A | 25 | Motor | 25 | Motor | N/A | 2306 |  | N/A | Yes-to B&I-Rural | N/A | 100% | 100% | 100% | No | No | Yes |  |  | Agribusiness | 15
N/A | 2307 | 2307 | Not Eligible | N-R2307 | Eligible Under B&I-Rural | ECM Condenser / Condensing Unit Fan Motor | N-R2307: ECM Condenser / Condensing Unit Fan Motor | N/A | N/A | 25 | Motor | 25 | Motor | N/A | 2307 |  | N/A | Yes-to B&I-Rural | N/A | 100% | 100% | 100% | No | No | Yes |  |  | Agribusiness | 15
N/A | 2660 | 2660 | Not Eligible | AG2660 | N/A | Waterer, Livestock, ≤ 250 Watts | AG2660: Waterer, Livestock, ≤ 250 Watts | N/A | N/A | 40 | Waterer | N/A | Waterer | N/A | 2660 |  | N/A | No | N/A | 100% | 100% | 100% | No | No | No |  |  | Agribusiness | 16
N/A | 3018 | 3018 | Not Eligible | AG3018 | Eligible Under B&I-Rural | Waterer, Livestock, Energy Free | AG3018: Waterer, Livestock, Energy Free | N/A | N/A | 60 | Waterer | 60 | Waterer | N/A | 3018 |  | N/A | See NC MMID | N/A | 100% | 100% | 100% | No | No | No |  |  | Agribusiness | 16
N/A | 3018 | 3018 | Not Eligible | N-AG3018 | Eligible Under B&I-Rural | Waterer, Livestock, Energy Free | N-AG3018: Waterer, Livestock, Energy Free | N/A | N/A | 60 | Waterer | 60 | Waterer | N/A | 3018 |  | N/A | Yes-to B&I-Rural | N/A | 100% | 100% | 100% | No | No | No |  |  | Agribusiness | 16
N/A | 4902 | 4902 | Not Eligible | H4902 | N/A | Modulating Commercial Dryer Controls, ≥30 to ≤100 lbs, ≥500 to ≤2500 loads/year | H4902: Modulating Commercial Dryer Controls, ≥30 to ≤100 lbs, ≥500 to ≤2500 loads/year | N/A | N/A | 50 | Dryer | N/A | Dryer | N/A | 4902 |  | N/A | No | N/A | 100% | 100% | 100% | No | Yes | Yes | Agribusiness | A | Agribusiness | 16
N/A | 4939 | 4939 | Not Eligible | AG4939 | Eligible Under B&I-Rural | Farrowing Crate Heater, Single, Ag | AG4939: Farrowing Crate Heater, Single, Ag | N/A | N/A | 20 | Heater | 20 | Heater | N/A | 4939 |  | N/A | See NC MMID | N/A | 100% | 100% | 100% | No | No | No |  |  | Agribusiness | 16
N/A | 4940 | 4940 | Not Eligible | AG4940 | Eligible Under B&I-Rural | Farrowing Crate Heater, Double, Ag | AG4940: Farrowing Crate Heater, Double, Ag | N/A | N/A | 40 | Heater | 40 | Heater | N/A | 4940 |  | N/A | See NC MMID | N/A | 100% | 100% | 100% | No | No | No |  |  | Agribusiness | 16
N/A | 4939 | 4939 | Not Eligible | N-AG4939 | Eligible Under B&I-Rural | Farrowing Crate Heater, Single, Ag | N-AG4939: Farrowing Crate Heater, Single, Ag | N/A | N/A | 20 | Heater | 20 | Heater | N/A | 4939 |  | N/A | Yes-to B&I-Rural | N/A | 100% | 100% | 100% | No | No | No |  |  | Agribusiness | 16
N/A | 4940 | 4940 | Not Eligible | N-AG4940 | Eligible Under B&I-Rural | Farrowing Crate Heater, Double, Ag | N-AG4940: Farrowing Crate Heater, Double, Ag | N/A | N/A | 40 | Heater | 40 | Heater | N/A | 4940 |  | N/A | Yes-to B&I-Rural | N/A | 100% | 100% | 100% | No | No | No |  |  | Agribusiness | 16
N/A | 3386 | 3386 | Not Eligible | AG3386 | N/A | Grain Dryer, Energy Efficient, Hybrid | AG3386: Grain Dryer, Energy Efficient, Hybrid | N/A | N/A | 16 | Bushel/hr drying capacity | N/A | Bushel/hr drying capacity | N/A | 3386 |  | N/A | No | N/A | 100% | 100% | 100% | No | Yes | Yes | Agribusiness | B1, B2 & B3 | Agribusiness | 17
N/A | 4901 | 4901 | Not Eligible | AG4901 | N/A | Grain Dryer, Tune-up | AG4901: Grain Dryer, Tune-up | N/A | N/A | 100 | Tune-up | N/A | Tune-up | N/A | 4901 |  | N/A | No | N/A | 100% | 100% | 100% | No | Yes | Yes | Agribusiness | C | Agribusiness | 17
N/A | 2434 | 2434 | Not Eligible | AG2434 | N/A | Irrigation Pressure Reduction, Nozzle Installation & Motor Downsizing | AG2434: Irrigation Pressure Reduction, Nozzle Installation & Motor Downsizing | N/A | N/A | 65 | Reduced HP | N/A | Reduced HP | N/A | 2434 |  | N/A | No | N/A | 100% | 100% | 100% | No | Yes | Yes | Agribusiness | D1 & D2 | Agribusiness | 18
N/A | 4949 | 4949 | Not Eligible | AG4949 | N/A | VFD, Variable Torque, Irrigation Well Pump, ≥500 hours | AG4949: VFD, Variable Torque, Irrigation Well Pump, ≥500 hours | N/A | N/A | 50 | hp | 30 | hp | N/A | 4949 |  | N/A | See NC MMID | N/A | 100% | 100% | 100% | No | Yes | Yes | Agribusiness | H1 & H2 | Agribusiness | 18
N/A | 4949 | 4949 | Not Eligible | N-AG4949 | Eligible Under B&I-Rural | VFD, Variable Torque, Irrigation Well Pump, ≥500 hours | N-AG4949: VFD, Variable Torque, Irrigation Well Pump, ≥500 hours | N/A | N/A | 30 | hp | 30 | hp | N/A | 4949 |  | N/A | Yes-to B&I-Rural | N/A | 100% | 100% | 100% | No | Yes | Yes | Agribusiness | H1 & H2 | Agribusiness | 18
N/A | 598 | 598 | Not Eligible | AG598 | N/A | Greenhouse Climate Controls | AG598: Greenhouse Climate Controls | N/A | N/A | 0.03 | sq ft | N/A | sq ft | N/A | 598 |  | N/A | See NC MMID | N/A | 100% | 100% | 100% | No | Yes | Yes | Agribusiness | E1, E2 & E3 | Agribusiness | 19
N/A | 598 | 598 | Not Eligible | N-AG598 | Eligible Under B&I-Rural | Greenhouse Climate Controls | N-AG598: Greenhouse Climate Controls | N/A | N/A | 0.03 | sq ft | 0.03 | sq ft | N/A | 598 |  | N/A | Yes-to B&I-Rural | N/A | 100% | 100% | 100% | No | Yes | Yes | Agribusiness | E1, E2 & E3 | Agribusiness | 19
[6 empty] | ----------------------AGRIBUSINESS CATALOG: LIGHTING -------------------------------------------- | ----------------------AGRIBUSINESS CATALOG: LIGHTING -------------------------------------------- | [20 empty] | Agribusiness
N/A | 3760 | 3760 | Not Eligible | L3760 | Eligible Under B&I-Rural | LED, <44W, 1X4 product replacing 1- or 2-lamp T8 or T12 troffer | L3760: LED, <44W, 1X4 product replacing 1- or 2-lamp T8 or T12 troffer | N/A | N/A | 4 | Fixture | 4 | Fixture | N/A | 3760 |  | N/A | See NC MMID | N/A | 100% | 100% | 100% | No | No | No |  |  | Agribusiness | 22
N/A | 4793 | 4793 | Not Eligible | L4793 | Eligible Under B&I-Rural | LED, <44W, 2X4 product replacing 1- or 2-lamp T8 or T12 troffer | L4793: LED, <44W, 2X4 product replacing 1- or 2-lamp T8 or T12 troffer | N/A | N/A | 4 | Fixture | 4 | Fixture | N/A | 4793 |  | N/A | See NC MMID | N/A | 100% | 100% | 100% | No | No | No |  |  | Agribusiness | 22
N/A | 3111 | 3111 | Not Eligible | L3111 | Eligible Under B&I-Rural | LED, ≤55W, 2X4 product replacing 3- or 4-lamp T8 or T12 troffer | L3111: LED, ≤55W, 2X4 product replacing 3- or 4-lamp T8 or T12 troffer | N/A | N/A | 15 | Fixture | 15 | Fixture | N/A | 3111 |  | N/A | See NC MMID | N/A | 100% | 100% | 100% | No | No | No |  |  | Agribusiness | 22
N/A | 3760 | 3760 | Not Eligible | N-L3760 | Eligible Under B&I-Rural | LED, <44W, 1X4 product replacing 1- or 2-lamp T8 or T12 troffer | N-L3760: LED, <44W, 1X4 product replacing 1- or 2-lamp T8 or T12 troffer | N/A | N/A | 4 | Fixture | 4 | Fixture | N/A | 3760 |  | N/A | Yes-to B&I-Rural | N/A | 100% | 100% | 100% | No | No | No |  |  | Agribusiness | 22
N/A | 4793 | 4793 | Not Eligible | N-L4793 | Eligible Under B&I-Rural | LED, <44W, 2X4 product replacing 1- or 2-lamp T8 or T12 troffer | N-L4793: LED, <44W, 2X4 product replacing 1- or 2-lamp T8 or T12 troffer | N/A | N/A | 4 | Fixture | 4 | Fixture | N/A | 4793 |  | N/A | Yes-to B&I-Rural | N/A | 100% | 100% | 100% | No | No | No |  |  | Agribusiness | 22
N/A | 3111 | 3111 | Not Eligible | N-L3111 | Eligible Under B&I-Rural | LED, ≤55W, 2X4 product replacing 3- or 4-lamp T8 or T12 troffer | N-L3111: LED, ≤55W, 2X4 product replacing 3- or 4-lamp T8 or T12 troffer | N/A | N/A | 15 | Fixture | 15 | Fixture | N/A | 3111 |  | N/A | Yes-to B&I-Rural | N/A | 100% | 100% | 100% | No | No | No |  |  | Agribusiness | 22
| 3400 | 3400 | Not Eligible | L3400 | Eligible Under B&I-Rural | 2X2 LED, ≤36W, replacing Fixture with 2 or more T8 or T12 Lamps | L3400: 2X2 LED, ≤36W, replacing Fixture with 2 or more T8 or T12 Lamps | N/A | N/A | 7 | Fixture | 7 | Fixture | N/A | 3400 |  | N/A | See NC MMID | N/A | 100% | 100% | 100% | No | No | No |  |  | Agribusiness | 22
N/A | 3401 | 3401 | Not Eligible | L3401 | Eligible Under B&I-Rural | 2X2 LED, ≤85W, replacing Fixture with 2 or more 2G11 base Lamps | L3401: 2X2 LED, ≤85W, replacing Fixture with 2 or more 2G11 base Lamps | N/A | N/A | 15 | Fixture | 15 | Fixture | N/A | 3401 |  | N/A | See NC MMID | N/A | 100% | 100% | 100% | No | No | No |  |  | Agribusiness | 22
N/A | 3400 | 3400 | Not Eligible | N-L3400 | Eligible Under B&I-Rural | 2X2 LED, ≤36W, replacing Fixture with 2 or more T8 or T12 Lamps | N-L3400: 2X2 LED, ≤36W, replacing Fixture with 2 or more T8 or T12 Lamps | N/A | N/A | 7 | Fixture | 7 | Fixture | N/A | 3400 |  | N/A | Yes-to B&I-Rural | N/A | 100% | 100% | 100% | No | No | No |  |  | Agribusiness | 22
N/A | 3401 | 3401 | Not Eligible | N-L3401 | Eligible Under B&I-Rural | 2X2 LED, ≤85W, replacing Fixture with 2 or more 2G11 base Lamps | N-L3401: 2X2 LED, ≤85W, replacing Fixture with 2 or more 2G11 base Lamps | N/A | N/A | 15 | Fixture | 15 | Fixture | N/A | 3401 |  | N/A | Yes-to B&I-Rural | N/A | 100% | 100% | 100% | No | No | No |  |  | Agribusiness | 22
N/A | 3740 | 3740 | Not Eligible | L3740 | Eligible Under B&I-Rural | LED Fixture <11W/FT Replacing 1- or 2-lamp T8 or T12 Lamp(s) in Cross Section | L3740: LED Fixture <11W/FT Replacing 1- or 2-lamp T8 or T12 Lamp(s) in Cross Section | N/A | N/A | 1 | Linear Foot | 1 | Linear Foot | N/A | 3740 |  | N/A | See NC MMID | N/A | 100% | 100% | 100% | No | No | No |  |  | Agribusiness | 23
N/A | 3741 | 3741 | Not Eligible | L3741 | Eligible Under B&I-Rural | LED Fixture <24W/FT Replacing 3- or 4-lamp T8 or T12 Lamps in Cross Section | L3741: LED Fixture <24W/FT Replacing 3- or 4-lamp T8 or T12 Lamps in Cross Section | N/A | N/A | 2.5 | Linear Foot | 2.5 | Linear Foot | N/A | 3741 |  | N/A | See NC MMID | N/A | 100% | 100% | 100% | No | No | No |  |  | Agribusiness | 23
N/A | 3738 | 3738 | Not Eligible | L3738 | Eligible Under B&I-Rural | LED Fixture <9W/FT Replacing 1- or 2-lamp T5 Lamp(s) in Cross Section | L3738: LED Fixture <9W/FT Replacing 1- or 2-lamp T5 Lamp(s) in Cross Section | N/A | N/A | 1 | Linear Foot | 1 | Linear Foot | N/A | 3738 |  | N/A | See NC MMID | N/A | 100% | 100% | 100% | No | No | No |  |  | Agribusiness | 23
N/A | 3739 | 3739 | Not Eligible | L3739 | Eligible Under B&I-Rural | LED Fixture <24W/FT Replacing 3- or 4-lamp T5 Lamp(s) in Cross Section | L3739: LED Fixture <24W/FT Replacing 3- or 4-lamp T5 Lamp(s) in Cross Section | N/A | N/A | 2.5 | Linear Foot | 2.5 | Linear Foot | N/A | 3739 |  | N/A | See NC MMID | N/A | 100% | 100% | 100% | No | No | No |  |  | Agribusiness | 23
N/A | 3740 | 3740 | Not Eligible | N-L3740 | Eligible Under B&I-Rural | LED Fixture <11W/FT Replacing 1- or 2-lamp T8 or T12 Lamp(s) in Cross Section | N-L3740: LED Fixture <11W/FT Replacing 1- or 2-lamp T8 or T12 Lamp(s) in Cross Section | N/A | N/A | 1 | Linear Foot | 1 | Linear Foot | N/A | 3740 |  | N/A | Yes-to B&I-Rural | N/A | 100% | 100% | 100% | No | No | No |  |  | Agribusiness | 23
N/A | 3741 | 3741 | Not Eligible | N-L3741 | Eligible Under B&I-Rural | LED Fixture <24W/FT Replacing 3- or 4-lamp T8 or T12 Lamps in Cross Section | N-L3741: LED Fixture <24W/FT Replacing 3- or 4-lamp T8 or T12 Lamps in Cross Section | N/A | N/A | 2.5 | Linear Foot | 2.5 | Linear Foot | N/A | 3741 |  | N/A | Yes-to B&I-Rural | N/A | 100% | 100% | 100% | No | No | No |  |  | Agribusiness | 23
N/A | 3738 | 3738 | Not Eligible | N-L3738 | Eligible Under B&I-Rural | LED Fixture <9W/FT Replacing 1- or 2-lamp T5 Lamp(s) in Cross Section | N-L3738: LED Fixture <9W/FT Replacing 1- or 2-lamp T5 Lamp(s) in Cross Section | N/A | N/A | 1 | Linear Foot | 1 | Linear Foot | N/A | 3738 |  | N/A | Yes-to B&I-Rural | N/A | 100% | 100% | 100% | No | No | No |  |  | Agribusiness | 23
N/A | 3739 | 3739 | Not Eligible | N-L3739 | Eligible Under B&I-Rural | LED Fixture <24W/FT Replacing 3- or 4-lamp T5 Lamp(s) in Cross Section | N-L3739: LED Fixture <24W/FT Replacing 3- or 4-lamp T5 Lamp(s) in Cross Section | N/A | N/A | 2.5 | Linear Foot | 2.5 | Linear Foot | N/A | 3739 |  | N/A | Yes-to B&I-Rural | N/A | 100% | 100% | 100% | No | No | No |  |  | Agribusiness | 23
N/A | 4314 | N/A | Not Eligible | L4314 | Not Eligible | 4’ 2 Lamp TLED <24W replacing 8’ 1 Lamp T8 or T12 | L4314: 4’ 2 Lamp TLED <24W replacing 8’ 1 Lamp T8 or T12 | N/A | N/A | 7.5 | Fixture | N/A | Fixture | N/A | 4314 |  | N/A | No | N/A | 100% | 100% | 100% | No | No | No |  |  | Agribusiness | 23
N/A | 4317 | N/A | Not Eligible | L4317 | Not Eligible | 4’ 2 Lamp TLED <24W replacing 8’ 1 Lamp T8HO or T12HO | L4317: 4’ 2 Lamp TLED <24W replacing 8’ 1 Lamp T8HO or T12HO | N/A | N/A | 7.5 | Fixture | N/A | Fixture | N/A | 4317 |  | N/A | No | N/A | 100% | 100% | 100% | No | No | No |  |  | Agribusiness | 23
N/A | 4320 | N/A | Not Eligible | L4320 | Not Eligible | 4’ 4 Lamp TLED <24W replacing 8’ 2 Lamp T8 or T12 | L4320: 4’ 4 Lamp TLED <24W replacing 8’ 2 Lamp T8 or T12 | N/A | N/A | 13 | Fixture | N/A | Fixture | N/A | 4320 |  | N/A | No | N/A | 100% | 100% | 100% | No | No | No |  |  | Agribusiness | 23
N/A | 4323 | N/A | Not Eligible | L4323 | Not Eligible | 4’ 4 Lamp TLED <24W replacing 8’ 2 Lamp T8HO or T12HO | L4323: 4’ 4 Lamp TLED <24W replacing 8’ 2 Lamp T8HO or T12HO | N/A | N/A | 15 | Fixture | N/A | Fixture | N/A | 4323 |  | N/A | No | N/A | 100% | 100% | 100% | No | No | No |  |  | Agribusiness | 23
N/A | 4326 | N/A | Not Eligible | L4326 | Not Eligible | 4’ 2 Lamp TLED <24W replacing 8’ 2 Lamp T8 or T12 | L4326: 4’ 2 Lamp TLED <24W replacing 8’ 2 Lamp T8 or T12 | N/A | N/A | 18 | Fixture | N/A | Fixture | N/A | 4326 |  | N/A | No | N/A | 100% | 100% | 100% | No | No | No |  |  | Agribusiness | 23
N/A | 4329 | N/A | Not Eligible | L4329 | Not Eligible | 4’ 2 Lamp TLED <24W replacing 8’ 2 Lamp T8HO or T12HO | L4329: 4’ 2 Lamp TLED <24W replacing 8’ 2 Lamp T8HO or T12HO | N/A | N/A | 20 | Fixture | N/A | Fixture | N/A | 4329 |  | N/A | No | N/A | 100% | 100% | 100% | No | No | No |  |  | Agribusiness | 23
N/A | 4695 | 4695 | Not Eligible | L4695 | Eligible Under B&I-Rural | LED Fixture, <155 Watts, Replacing 250 Watt HID, High Bay, Agriculture | L4695: LED Fixture, <155 Watts, Replacing 250 Watt HID, High Bay, Agriculture | N/A | N/A | 45 | Fixture | 45 | Fixture | N/A | 4695 |  | N/A | See NC MMID | N/A | 100% | 100% | 100% | No | No | No |  |  | Agribusiness | 24
N/A | 4696 | 4696 | Not Eligible | L4696 | Eligible Under B&I-Rural | LED Fixture, <250 Watts, Replacing 320-399 Watt HID, High Bay, Agriculture | L4696: LED Fixture, <250 Watts, Replacing 320-399 Watt HID, High Bay, Agriculture | N/A | N/A | 50 | Fixture | 50 | Fixture | N/A | 4696 |  | N/A | See NC MMID | N/A | 100% | 100% | 100% | No | No | No |  |  | Agribusiness | 24
N/A | 4697 | N/A | Not Eligible | L4697 | Not Eligible | LED Fixture, <250 Watts, Replacing 400 Watt HID, High Bay, Agriculture | L4697: LED Fixture, <250 Watts, Replacing 400 Watt HID, High Bay, Agriculture | N/A | N/A | 75 | Fixture | N/A | Fixture | N/A | 4697 |  | N/A | See NC MMID | N/A | 100% | 100% | 100% | No | No | No |  |  | Agribusiness | 24
N/A | 4698 | N/A | Not Eligible | L4698 | Not Eligible | LED Fixture, <365 Watts, Replacing 400 Watt HID, High Bay, Agriculture | L4698: LED Fixture, <365 Watts, Replacing 400 Watt HID, High Bay, Agriculture | N/A | N/A | 45 | Fixture | N/A | Fixture | N/A | 4698 |  | N/A | See NC MMID | N/A | 100% | 100% | 100% | No | No | No |  |  | Agribusiness | 24
N/A | 4699 | 4699 | Not Eligible | L4699 | Eligible Under B&I-Rural | LED Fixture, <500 Watts, Replacing 1000 Watt HID, High Bay, Agriculture | L4699: LED Fixture, <500 Watts, Replacing 1000 Watt HID, High Bay, Agriculture | N/A | N/A | 120 | Fixture | 120 | Fixture | N/A | 4699 |  | N/A | See NC MMID | N/A | 100% | 100% | 100% | No | No | No |  |  | Agribusiness | 24
N/A | 4700 | 4700 | Not Eligible | L4700 | Eligible Under B&I-Rural | LED Fixture, <800 Watts, Replacing 1000 Watt HID, High Bay, Agriculture | L4700: LED Fixture, <800 Watts, Replacing 1000 Watt HID, High Bay, Agriculture | N/A | N/A | 75 | Fixture | 75 | Fixture | N/A | 4700 |  | N/A | See NC MMID | N/A | 100% | 100% | 100% | No | No | No |  |  | Agribusiness | 24
N/A | 4701 | 4701 | Not Eligible | L4701 | Eligible Under B&I-Rural | <=180W LED, replacing or instead of 6L T8 or 4L T5HO, Agriculture | L4701: <=180W LED, replacing or instead of 6L T8 or 4L T5HO, Agriculture | N/A | N/A | 45 | Fixture | 45 | Fixture | N/A | 4701 |  | N/A | See NC MMID | N/A | 100% | 100% | 100% | No | No | No |  |  | Agribusiness | 24
N/A | 4702 | 4702 | Not Eligible | L4702 | Eligible Under B&I-Rural | <=250W LED, replacing or instead of 8LT8 or 6LT5HO, Agriculture | L4702: <=250W LED, replacing or instead of 8LT8 or 6LT5HO, Agriculture | N/A | N/A | 60 | Fixture | 60 | Fixture | N/A | 4702 |  | N/A | See NC MMID | N/A | 100% | 100% | 100% | No | No | No |  |  | Agribusiness | 24
N/A | 4695 | 4695 | Not Eligible | N-L4695 | Eligible Under B&I-Rural | LED Fixture, <155 Watts, Replacing 250 Watt HID, High Bay, Agriculture | N-L4695: LED Fixture, <155 Watts, Replacing 250 Watt HID, High Bay, Agriculture | N/A | N/A | 45 | Fixture | 45 | Fixture | N/A | 4695 |  | N/A | Yes-to B&I-Rural | N/A | 100% | 100% | 100% | No | No | No |  |  | Agribusiness | 24
N/A | 4696 | 4696 | Not Eligible | N-L4696 | Eligible Under B&I-Rural | LED Fixture, <250 Watts, Replacing 320-399 Watt HID, High Bay, Agriculture | N-L4696: LED Fixture, <250 Watts, Replacing 320-399 Watt HID, High Bay, Agriculture | N/A | N/A | 50 | Fixture | 50 | Fixture | N/A | 4696 |  | N/A | Yes-to B&I-Rural | N/A | 100% | 100% | 100% | No | No | No |  |  | Agribusiness | 24
N/A | 4699 | 4699 | Not Eligible | N-L4699 | Eligible Under B&I-Rural | LED Fixture, <500 Watts, Replacing 1000 Watt HID, High Bay, Agriculture | N-L4699: LED Fixture, <500 Watts, Replacing 1000 Watt HID, High Bay, Agriculture | N/A | N/A | 120 | Fixture | 120 | Fixture | N/A | 4699 |  | N/A | Yes-to B&I-Rural | N/A | 100% | 100% | 100% | No | No | No |  |  | Agribusiness | 24
N/A | 4700 | 4700 | Not Eligible | N-L4700 | Eligible Under B&I-Rural | LED Fixture, <800 Watts, Replacing 1000 Watt HID, High Bay, Agriculture | N-L4700: LED Fixture, <800 Watts, Replacing 1000 Watt HID, High Bay, Agriculture | N/A | N/A | 75 | Fixture | 75 | Fixture | N/A | 4700 |  | N/A | Yes-to B&I-Rural | N/A | 100% | 100% | 100% | No | No | No |  |  | Agribusiness | 24
N/A | 4701 | 4701 | Not Eligible | N-L4701 | Eligible Under B&I-Rural | <=180W LED, replacing or instead of 6L T8 or 4L T5HO, Agriculture | N-L4701: <=180W LED, replacing or instead of 6L T8 or 4L T5HO, Agriculture | N/A | N/A | 45 | Fixture | 45 | Fixture | N/A | 4701 |  | N/A | Yes-to B&I-Rural | N/A | 100% | 100% | 100% | No | No | No |  |  | Agribusiness | 24
N/A | 4702 | 4702 | Not Eligible | N-L4702 | Eligible Under B&I-Rural | <=250W LED, replacing or instead of 8LT8 or 6LT5HO, Agriculture | N-L4702: <=250W LED, replacing or instead of 8LT8 or 6LT5HO, Agriculture | N/A | N/A | 60 | Fixture | 60 | Fixture | N/A | 4702 |  | N/A | Yes-to B&I-Rural | N/A | 100% | 100% | 100% | No | No | No |  |  | Agribusiness | 24
N/A | 4354 | 4354 | Not Eligible | L4354 | N/A | LED Downlight Fixtures replacing or instead of Incandescent, CFL, or HID fixture | L4354: LED Downlight Fixtures replacing or instead of Incandescent, CFL, or HID fixture | N/A | N/A | 0.11 | Watt Reduced | N/A | Watt Reduced | N/A | 4354 |  | N/A | See NC MMID | N/A | 100% | 100% | 100% | No | No | Yes | Agribusiness | F | Agribusiness | 25
N/A | 4354 | 4354 | Not Eligible | N-L4354 | Eligible Under B&I-Rural | LED Downlight Fixtures replacing or instead of Incandescent, CFL, or HID fixture | N-L4354: LED Downlight Fixtures replacing or instead of Incandescent, CFL, or HID fixture | N/A | N/A | 0.11 | Watt Reduced | 0.11 | Watt Reduced | N/A | 4354 |  | N/A | Yes-to B&I-Rural | N/A | 100% | 100% | 100% | No | No | Yes | Agribusiness | F | Agribusiness | 25
N/A | 3952 | 3952 | Not Eligible | L3952 | N/A | ENERGY STAR Omnidirectional/Decorative LED Lamp, 1,600-1,999 lumens, Interior | L3952: ENERGY STAR Omnidirectional/Decorative LED Lamp, 1,600-1,999 lumens, Interior | N/A | N/A | 3 | Lamp | N/A | Lamp | N/A | 3952 |  | N/A | No | N/A | 50% | 50% | 50% | No | No | No |  |  | Agribusiness | 25
N/A | 3953 | 3953 | Not Eligible | L3953 | N/A | ENERGY STAR Omnidirectional/Decorative LED Lamp, 1,100-1,599 lumens, Interior | L3953: ENERGY STAR Omnidirectional/Decorative LED Lamp, 1,100-1,599 lumens, Interior | N/A | N/A | 2 | Lamp | N/A | Lamp | N/A | 3953 |  | N/A | No | N/A | 50% | 50% | 50% | No | No | No |  |  | Agribusiness | 25
N/A | 3954 | 3954 | Not Eligible | L3954 | N/A | ENERGY STAR Omnidirectional/Decorative LED Lamp, 800-1,099 lumens, Interior | L3954: ENERGY STAR Omnidirectional/Decorative LED Lamp, 800-1,099 lumens, Interior | N/A | N/A | 1.5 | Lamp | N/A | Lamp | N/A | 3954 |  | N/A | No | N/A | 50% | 50% | 50% | No | No | No |  |  | Agribusiness | 25
N/A | 3955 | 3955 | Not Eligible | L3955 | N/A | ENERGY STAR Omnidirectional/Decorative LED Lamp, 450-799 lumens, Interior | L3955: ENERGY STAR Omnidirectional/Decorative LED Lamp, 450-799 lumens, Interior | N/A | N/A | 1 | Lamp | N/A | Lamp | N/A | 3955 |  | N/A | No | N/A | 50% | 50% | 50% | No | No | No |  |  | Agribusiness | 25
N/A | 3956 | 3956 | Not Eligible | L3956 | N/A | ENERGY STAR Omnidirectional/Decorative LED Lamp, 250-449 lumens, Interior | L3956: ENERGY STAR Omnidirectional/Decorative LED Lamp, 250-449 lumens, Interior | N/A | N/A | 1 | Lamp | N/A | Lamp | N/A | 3956 |  | N/A | No | N/A | 50% | 50% | 50% | No | No | No |  |  | Agribusiness | 25
N/A | 3941 | 3941 | Not Eligible | L3941 | N/A | ENERGY STAR Directional LED replacing incandescent 120W – 250W, Interior | L3941: ENERGY STAR Directional LED replacing incandescent 120W – 250W, Interior | N/A | N/A | 5 | Lamp | N/A | Lamp | N/A | 3941 |  | N/A | No | N/A | 50% | 50% | 50% | No | No | No |  |  | Agribusiness | 26
N/A | 3942 | 3942 | Not Eligible | L3942 | N/A | ENERGY STAR Directional LED replacing incandescent 100W – 119W, Interior | L3942: ENERGY STAR Directional LED replacing incandescent 100W – 119W, Interior | N/A | N/A | 4 | Lamp | N/A | Lamp | N/A | 3942 |  | N/A | No | N/A | 50% | 50% | 50% | No | No | No |  |  | Agribusiness | 26
N/A | 3943 | 3943 | Not Eligible | L3943 | N/A | ENERGY STAR Directional LED replacing incandescent 75W – 99W, Interior | L3943: ENERGY STAR Directional LED replacing incandescent 75W – 99W, Interior | N/A | N/A | 3 | Lamp | N/A | Lamp | N/A | 3943 |  | N/A | No | N/A | 50% | 50% | 50% | No | No | No |  |  | Agribusiness | 26
N/A | 3944 | 3944 | Not Eligible | L3944 | N/A | ENERGY STAR Directional LED replacing incandescent 55W – 74W, Interior | L3944: ENERGY STAR Directional LED replacing incandescent 55W – 74W, Interior | N/A | N/A | 2 | Lamp | N/A | Lamp | N/A | 3944 |  | N/A | No | N/A | 50% | 50% | 50% | No | No | No |  |  | Agribusiness | 26
N/A | 3945 | 3945 | Not Eligible | L3945 | N/A | ENERGY STAR Directional LED replacing incandescent 36W – 54W, Interior | L3945: ENERGY STAR Directional LED replacing incandescent 36W – 54W, Interior | N/A | N/A | 1.5 | Lamp | N/A | Lamp | N/A | 3945 |  | N/A | No | N/A | 50% | 50% | 50% | No | No | No |  |  | Agribusiness | 26
N/A | 3946 | 3946 | Not Eligible | L3946 | N/A | ENERGY STAR Directional LED replacing incandescent ≤ 35W, Interior | L3946: ENERGY STAR Directional LED replacing incandescent ≤ 35W, Interior | N/A | N/A | 1 | Lamp | N/A | Lamp | N/A | 3946 |  | N/A | No | N/A | 50% | 50% | 50% | No | No | No |  |  | Agribusiness | 26
N/A | 4703 | 4703 | Not Eligible | AG4703 | N/A | DLC Listed, Mogul Screw-Base (E39) lamp replacing HID (various), Agriculture | AG4703: DLC Listed, Mogul Screw-Base (E39) lamp replacing HID (various), Agriculture | N/A | N/A | 0.2 | Watt Reduced | N/A | Watt Reduced | N/A | 4703 |  | N/A | No | N/A | 100% | 100% | 100% | No | No |  | Agribusiness | F | Agribusiness | 26
N/A | 3511 | 3511 | Not Eligible | L3511 | N/A | 4' TLED, ≤24W, replacing 4' T8 or T12 Lamp w/External Driver (UL Type C) | L3511: 4' TLED, ≤24W, replacing 4' T8 or T12 Lamp w/External Driver (UL Type C) | N/A | N/A | 1.5 | Lamp | N/A | Lamp | N/A | 3511 |  | N/A | No | N/A | 50% | 50% | 50% | No | No | No |  |  | Agribusiness | 26
N/A | 3759 | 3759 | Not Eligible | L3759 | N/A | 4' TLED, ≤24W, replacing 4' T8 or T12 Lamp, Direct Wire (UL Type B) | L3759: 4' TLED, ≤24W, replacing 4' T8 or T12 Lamp, Direct Wire (UL Type B) | N/A | N/A | 1.5 | Lamp | N/A | Lamp | N/A | 3759 |  | N/A | No | N/A | 50% | 50% | 50% | No | No | No |  |  | Agribusiness | 26
N/A | 3512 | 3512 | Not Eligible | L3512 | N/A | 4' TLED, ≤24W, replacing 4' T8 or T12 Lamp Utilizing Existing Ballast (UL Type A) | L3512: 4' TLED, ≤24W, replacing 4' T8 or T12 Lamp Utilizing Existing Ballast (UL Type A) | N/A | N/A | 1.25 | Lamp | N/A | Lamp | N/A | 3512 |  | N/A | No | N/A | 50% | 50% | 50% | No | No | No |  |  | Agribusiness | 26
N/A | 4803 | 4803 | Not Eligible | L4803 | N/A | LED Replacement of 4' T5 Lamp w/External Driver (UL Type C) | L4803: LED Replacement of 4' T5 Lamp w/External Driver (UL Type C) | N/A | N/A | 2 | Lamp | N/A | Lamp | N/A | 4803 |  | N/A | No | N/A | 50% | 50% | 50% | No | No | No |  |  | Agribusiness | 27
N/A | 4804 | 4804 | Not Eligible | L4804 | N/A | LED Replacement of 4' T5HO Lamp w/External Driver (UL Type C) | L4804: LED Replacement of 4' T5HO Lamp w/External Driver (UL Type C) | N/A | N/A | 3 | Lamp | N/A | Lamp | N/A | 4804 |  | N/A | No | N/A | 50% | 50% | 50% | No | No | No |  |  | Agribusiness | 27
N/A | 4805 | 4805 | Not Eligible | L4805 | N/A | LED Replacement of 4' T5 Lamp, Direct Wire (UL Type B) | L4805: LED Replacement of 4' T5 Lamp, Direct Wire (UL Type B) | N/A | N/A | 2 | Lamp | N/A | Lamp | N/A | 4805 |  | N/A | No | N/A | 50% | 50% | 50% | No | No | No |  |  | Agribusiness | 27
N/A | 4806 | 4806 | Not Eligible | L4806 | N/A | LED Replacement of 4' T5HO Lamp, Direct Wire (UL Type B) | L4806: LED Replacement of 4' T5HO Lamp, Direct Wire (UL Type B) | N/A | N/A | 3 | Lamp | N/A | Lamp | N/A | 4806 |  | N/A | No | N/A | 50% | 50% | 50% | No | No | No |  |  | Agribusiness | 27
N/A | 4807 | 4807 | Not Eligible | L4807 | N/A | LED Replacement of 4' T5 Lamp Utilizing Existing Ballast (UL Type A) | L4807: LED Replacement of 4' T5 Lamp Utilizing Existing Ballast (UL Type A) | N/A | N/A | 1.5 | Lamp | N/A | Lamp | N/A | 4807 |  | N/A | No | N/A | 50% | 50% | 50% | No | No | No |  |  | Agribusiness | 27
N/A | 4808 | 4808 | Not Eligible | L4808 | N/A | LED Replacement of 4' T5HO Lamp Utilizing Existing Ballast (UL Type A) | L4808: LED Replacement of 4' T5HO Lamp Utilizing Existing Ballast (UL Type A) | N/A | N/A | 2.5 | Lamp | N/A | Lamp | N/A | 4808 |  | N/A | No | N/A | 50% | 50% | 50% | No | No | No |  |  | Agribusiness | 27
N/A | 4809 | 4809 | Not Eligible | L4809 | N/A | LED Replacement of 8' T8 or T12 Lamp w/External Driver (UL Type C) | L4809: LED Replacement of 8' T8 or T12 Lamp w/External Driver (UL Type C) | N/A | N/A | 3.5 | Lamp | N/A | Lamp | N/A | 4809 |  | N/A | No | N/A | 50% | 50% | 50% | No | No | No |  |  | Agribusiness | 27
N/A | 4810 | 4810 | Not Eligible | L4810 | N/A | LED Replacement of 8' T8 or T12 Lamp, Direct Wire (UL Type B) | L4810: LED Replacement of 8' T8 or T12 Lamp, Direct Wire (UL Type B) | N/A | N/A | 4 | Lamp | N/A | Lamp | N/A | 4810 |  | N/A | No | N/A | 50% | 50% | 50% | No | No | No |  |  | Agribusiness | 27
N/A | 4811 | 4811 | Not Eligible | L4811 | N/A | LED Replacement of 8' T8 or T12 Lamp Utilizing Existing Ballast (UL Type A) | L4811: LED Replacement of 8' T8 or T12 Lamp Utilizing Existing Ballast (UL Type A) | N/A | N/A | 3 | Lamp | N/A | Lamp | N/A | 4811 |  | N/A | No | N/A | 50% | 50% | 50% | No | No | No |  |  | Agribusiness | 27
N/A | 4948 | 4948 | Not Eligible | N-L4948 | Eligible Under B&I-Rural | Lighting Power Density (LPD) better than code requirements | N-L4948: Lighting Power Density (LPD) better than code requirements | N/A | N/A | 0.04 | kWh Reduced | N/A | kWh Reduced | N/A | 4948 |  | N/A | Yes-to B&I-Rural | N/A | 100% | 100% | 100% | No | Yes | Yes | Agribusiness | G | Agribusiness | 28
N/A | 4280 | 4280 | Not Eligible | L4280 | N/A | Outdoor LED Fixture or Retrofit Kit – Low Output ≤4,999 lumens | L4280: Outdoor LED Fixture or Retrofit Kit – Low Output ≤4,999 lumens | N/A | N/A | 15 | Fixture | 10 | Fixture | N/A | 4280 |  | N/A | See NC MMID | N/A | 100% | 100% | 100% | No | No | No |  |  | Agribusiness | 29
N/A | 4281 | 4281 | Not Eligible | L4281 | N/A | Outdoor LED Fixture or Retrofit Kit – Mid Output 5,000 – 9,999 lumens | L4281: Outdoor LED Fixture or Retrofit Kit – Mid Output 5,000 – 9,999 lumens | N/A | N/A | 25 | Fixture | 20 | Fixture | N/A | 4281 |  | N/A | See NC MMID | N/A | 100% | 100% | 100% | No | No | No |  |  | Agribusiness | 29
N/A | 4282 | 4282 | Not Eligible | L4282 | N/A | Outdoor LED Fixture or Retrofit Kit – High Output 10,000 – 29,999 lumens | L4282: Outdoor LED Fixture or Retrofit Kit – High Output 10,000 – 29,999 lumens | N/A | N/A | 50 | Fixture | 50 | Fixture | N/A | 4282 |  | N/A | See NC MMID | N/A | 100% | 100% | 100% | No | No | No |  |  | Agribusiness | 29
N/A | 4283 | 4283 | Not Eligible | L4283 | N/A | Outdoor LED Fixture or Retrofit Kit – Very High Output ≥30,000 lumens | L4283: Outdoor LED Fixture or Retrofit Kit – Very High Output ≥30,000 lumens | N/A | N/A | 120 | Fixture | 100 | Fixture | N/A | 4283 |  | N/A | See NC MMID | N/A | 100% | 100% | 100% | No | No | No |  |  | Agribusiness | 29
N/A | 4280 | 4280 | Not Eligible | N-L4280 | Eligible Under B&I-Rural | Outdoor LED Fixture or Retrofit Kit – Low Output ≤4,999 lumens | N-L4280: Outdoor LED Fixture or Retrofit Kit – Low Output ≤4,999 lumens | N/A | N/A | 10 | Fixture | 10 | Fixture | N/A | 4280 |  | N/A | Yes-to B&I-Rural | N/A | 100% | 100% | 100% | No | No | No |  |  | Agribusiness | 29
N/A | 4281 | 4281 | Not Eligible | N-L4281 | Eligible Under B&I-Rural | Outdoor LED Fixture or Retrofit Kit – Mid Output 5,000 – 9,999 lumens | N-L4281: Outdoor LED Fixture or Retrofit Kit – Mid Output 5,000 – 9,999 lumens | N/A | N/A | 20 | Fixture | 20 | Fixture | N/A | 4281 |  | N/A | Yes-to B&I-Rural | N/A | 100% | 100% | 100% | No | No | No |  |  | Agribusiness | 29
N/A | 4282 | 4282 | Not Eligible | N-L4282 | Eligible Under B&I-Rural | Outdoor LED Fixture or Retrofit Kit – High Output 10,000 – 29,999 lumens | N-L4282: Outdoor LED Fixture or Retrofit Kit – High Output 10,000 – 29,999 lumens | N/A | N/A | 50 | Fixture | 50 | Fixture | N/A | 4282 |  | N/A | Yes-to B&I-Rural | N/A | 100% | 100% | 100% | No | No | No |  |  | Agribusiness | 29
N/A | 4283 | 4283 | Not Eligible | N-L4283 | Eligible Under B&I-Rural | Outdoor LED Fixture or Retrofit Kit – Very High Output ≥30,000 lumens | N-L4283: Outdoor LED Fixture or Retrofit Kit – Very High Output ≥30,000 lumens | N/A | N/A | 100 | Fixture | 100 | Fixture | N/A | 4283 |  | N/A | Yes-to B&I-Rural | N/A | 100% | 100% | 100% | No | No | No |  |  | Agribusiness | 29
N/A | 4356 | 4356 | Not Eligible | L4356 | N/A | LED Downlight Fixtures replacing or instead of Incandescent, CFL or HID fixture, Exterior | L4356: LED Downlight Fixtures replacing or instead of Incandescent, CFL or HID fixture, Exterior | N/A | N/A | 0.11 | Watt Reduced | 0.1 | Watt Reduced | N/A | 4356 |  | N/A | See NC MMID | N/A | 100% | 100% | 100% | No | No | Yes | Agribusiness | F | Agribusiness | 30
N/A | 4356 | 4356 | Not Eligible | N-L4356 | Eligible Under B&I-Rural | LED Downlight Fixtures replacing or instead of Incandescent, CFL or HID fixture, Exterior | N-L4356: LED Downlight Fixtures replacing or instead of Incandescent, CFL or HID fixture, Exterior | N/A | N/A | 0.1 | Watt Reduced | 0.1 | Watt Reduced | N/A | 4356 |  | N/A | Yes-to B&I-Rural | N/A | 100% | 100% | 100% | No | No | Yes | Agribusiness | F | Agribusiness | 30
N/A | 4781 | 4781 | Not Eligible | L4781 | N/A | LED Fixture < 11 W/ft Replacing or Instead of 1L or 2L T8/T12 in Cross Section - 12 Hours/Day | L4781: LED Fixture < 11 W/ft Replacing or Instead of 1L or 2L T8/T12 in Cross Section - 12 Hours/Day | N/A | N/A | 2 | Linear Foot | N/A | Linear Foot | N/A | 4781 |  | N/A | See NC MMID | N/A | 100% | 100% | 100% | No | No | No |  |  | Agribusiness | 30
N/A | 4782 | 4782 | Not Eligible | L4782 | N/A | LED Fixture < 11 W/ft Replacing or Instead of 1L or 2L T8/T12 in Cross Section - 24 Hours/Day | L4782: LED Fixture < 11 W/ft Replacing or Instead of 1L or 2L T8/T12 in Cross Section - 24 Hours/Day | N/A | N/A | 2 | Linear Foot | N/A | Linear Foot | N/A | 4782 |  | N/A | See NC MMID | N/A | 100% | 100% | 100% | No | No | No |  |  | Agribusiness | 30
N/A | 4783 | 4783 | Not Eligible | L4783 | N/A | LED Fixture < 24 W/ft Replacing or Instead of 3L or 4L T8/T12 in Cross Section - 12 Hours/Day | L4783: LED Fixture < 24 W/ft Replacing or Instead of 3L or 4L T8/T12 in Cross Section - 12 Hours/Day | N/A | N/A | 5 | Linear Foot | N/A | Linear Foot | N/A | 4783 |  | N/A | See NC MMID | N/A | 100% | 100% | 100% | No | No | No |  |  | Agribusiness | 30
N/A | 4784 | 4784 | Not Eligible | L4784 | N/A | LED Fixture < 24 W/ft Replacing or Instead of 3L or 4L T8/T12 in Cross Section - 24 Hours/Day | L4784: LED Fixture < 24 W/ft Replacing or Instead of 3L or 4L T8/T12 in Cross Section - 24 Hours/Day | N/A | N/A | 5 | Linear Foot | N/A | Linear Foot | N/A | 4784 |  | N/A | See NC MMID | N/A | 100% | 100% | 100% | No | No | No |  |  | Agribusiness | 30
N/A | 4785 | 4785 | Not Eligible | L4785 | N/A | LED Fixture < 9 W/ft Replacing or Instead of 1L or 2L T5 in Cross Section - 12 Hours/Day | L4785: LED Fixture < 9 W/ft Replacing or Instead of 1L or 2L T5 in Cross Section - 12 Hours/Day | N/A | N/A | 2 | Linear Foot | N/A | Linear Foot | N/A | 4785 |  | N/A | See NC MMID | N/A | 100% | 100% | 100% | No | No | No |  |  | Agribusiness | 30
N/A | 4786 | 4786 | Not Eligible | L4786 | N/A | LED Fixture < 9 W/ft Replacing or Instead of 1L or 2L T5 in Cross Section - 24 Hours/Day | L4786: LED Fixture < 9 W/ft Replacing or Instead of 1L or 2L T5 in Cross Section - 24 Hours/Day | N/A | N/A | 2 | Linear Foot | N/A | Linear Foot | N/A | 4786 |  | N/A | See NC MMID | N/A | 100% | 100% | 100% | No | No | No |  |  | Agribusiness | 30
N/A | 4787 | 4787 | Not Eligible | L4787 | N/A | LED Fixture < 24 W/ft Replacing or Instead of 3L or 4L T5 in Cross Section - 12 Hours/Day | L4787: LED Fixture < 24 W/ft Replacing or Instead of 3L or 4L T5 in Cross Section - 12 Hours/Day | N/A | N/A | 5 | Linear Foot | N/A | Linear Foot | N/A | 4787 |  | N/A | See NC MMID | N/A | 100% | 100% | 100% | No | No | No |  |  | Agribusiness | 30
N/A | 4788 | 4788 | Not Eligible | L4788 | N/A | LED Fixture < 24 W/ft Replacing or Instead of 3L or 4L T5 in Cross Section - 24 Hours/Day | L4788: LED Fixture < 24 W/ft Replacing or Instead of 3L or 4L T5 in Cross Section - 24 Hours/Day | N/A | N/A | 5 | Linear Foot | N/A | Linear Foot | N/A | 4788 |  | N/A | See NC MMID | N/A | 100% | 100% | 100% | No | No | No |  |  | Agribusiness | 30
N/A | 4781 | 4781 | Not Eligible | N-L4781 | Eligible Under B&I-Rural | LED Fixture < 11 W/ft Replacing or Instead of 1L or 2L T8/T12 in Cross Section - 12 Hours/Day | N-L4781: LED Fixture < 11 W/ft Replacing or Instead of 1L or 2L T8/T12 in Cross Section - 12 Hours/Day | N/A | N/A | 1 | Linear Foot | 1 | Linear Foot | N/A | 4781 |  | N/A | Yes-to B&I-Rural | N/A | 100% | 100% | 100% | No | No | No |  |  | Agribusiness | 30
N/A | 4782 | 4782 | Not Eligible | N-L4782 | Eligible Under B&I-Rural | LED Fixture < 11 W/ft Replacing or Instead of 1L or 2L T8/T12 in Cross Section - 24 Hours/Day | N-L4782: LED Fixture < 11 W/ft Replacing or Instead of 1L or 2L T8/T12 in Cross Section - 24 Hours/Day | N/A | N/A | 1 | Linear Foot | 1 | Linear Foot | N/A | 4782 |  | N/A | Yes-to B&I-Rural | N/A | 100% | 100% | 100% | No | No | No |  |  | Agribusiness | 30
N/A | 4783 | 4783 | Not Eligible | N-L4783 | Eligible Under B&I-Rural | LED Fixture < 24 W/ft Replacing or Instead of 3L or 4L T8/T12 in Cross Section - 12 Hours/Day | N-L4783: LED Fixture < 24 W/ft Replacing or Instead of 3L or 4L T8/T12 in Cross Section - 12 Hours/Day | N/A | N/A | 3 | Linear Foot | 3 | Linear Foot | N/A | 4783 |  | N/A | Yes-to B&I-Rural | N/A | 100% | 100% | 100% | No | No | No |  |  | Agribusiness | 30
N/A | 4784 | 4784 | Not Eligible | N-L4784 | Eligible Under B&I-Rural | LED Fixture < 24 W/ft Replacing or Instead of 3L or 4L T8/T12 in Cross Section - 24 Hours/Day | N-L4784: LED Fixture < 24 W/ft Replacing or Instead of 3L or 4L T8/T12 in Cross Section - 24 Hours/Day | N/A | N/A | 3 | Linear Foot | 3 | Linear Foot | N/A | 4784 |  | N/A | Yes-to B&I-Rural | N/A | 100% | 100% | 100% | No | No | No |  |  | Agribusiness | 30
N/A | 4785 | 4785 | Not Eligible | N-L4785 | Eligible Under B&I-Rural | LED Fixture < 12 W/ft Replacing or Instead of 1L or 2L T5 in Cross Section - 12 Hours/Day | N-L4785: LED Fixture < 12 W/ft Replacing or Instead of 1L or 2L T5 in Cross Section - 12 Hours/Day | N/A | N/A | 1 | Linear Foot | 1 | Linear Foot | N/A | 4785 |  | N/A | Yes-to B&I-Rural | N/A | 100% | 100% | 100% | No | No | No |  |  | Agribusiness | 30
N/A | 4786 | 4786 | Not Eligible | N-L4786 | Eligible Under B&I-Rural | LED Fixture < 12 W/ft Replacing or Instead of 1L or 2L T5 in Cross Section - 24 Hours/Day | N-L4786: LED Fixture < 12 W/ft Replacing or Instead of 1L or 2L T5 in Cross Section - 24 Hours/Day | N/A | N/A | 1 | Linear Foot | 1 | Linear Foot | N/A | 4786 |  | N/A | Yes-to B&I-Rural | N/A | 100% | 100% | 100% | No | No | No |  |  | Agribusiness | 30
N/A | 4787 | 4787 | Not Eligible | N-L4787 | Eligible Under B&I-Rural | LED Fixture < 28 W/ft Replacing or Instead of 3L or 4L T5 in Cross Section - 12 Hours/Day | N-L4787: LED Fixture < 28 W/ft Replacing or Instead of 3L or 4L T5 in Cross Section - 12 Hours/Day | N/A | N/A | 3 | Linear Foot | 3 | Linear Foot | N/A | 4787 |  | N/A | Yes-to B&I-Rural | N/A | 100% | 100% | 100% | No | No | No |  |  | Agribusiness | 30
N/A | 4788 | 4788 | Not Eligible | N-L4788 | Eligible Under B&I-Rural | LED Fixture < 28 W/ft Replacing or Instead of 3L or 4L T5 in Cross Section - 24 Hours/Day | N-L4788: LED Fixture < 28 W/ft Replacing or Instead of 3L or 4L T5 in Cross Section - 24 Hours/Day | N/A | N/A | 3 | Linear Foot | 3 | Linear Foot | N/A | 4788 |  | N/A | Yes-to B&I-Rural | N/A | 100% | 100% | 100% | No | No | No |  |  | Agribusiness | 30
N/A | 4316 | 4316 | Not Eligible | AG4316 | N/A | 4' 2-lamp TLED <24W replacing 8' 1-lamp T8 or T12, 24 Hour, Exterior | AG4316: 4' 2-lamp TLED <24W replacing 8' 1-lamp T8 or T12, 24 Hour, Exterior | N/A | N/A | 10 | Fixture | N/A | Fixture | N/A | 4316 |  | N/A | No | N/A | 100% | 100% | 100% | No | No | No |  |  | Agribusiness | 31
N/A | 4315 | 4315 | Not Eligible | AG4315 | N/A | 4' 2-lamp TLED <24W replacing 8' 1-lamp T8 or T12, 12 Hour, Exterior | AG4315: 4' 2-lamp TLED <24W replacing 8' 1-lamp T8 or T12, 12 Hour, Exterior | N/A | N/A | 10 | Fixture | N/A | Fixture | N/A | 4315 |  | N/A | No | N/A | 100% | 100% | 100% | No | No | No |  |  | Agribusiness | 31
N/A | 4319 | 4319 | Not Eligible | AG4319 | N/A | 4' 2-lamp TLED <24W replacing 8' 1-lamp T8HO or T12HO, 24 Hour, Exterior | AG4319: 4' 2-lamp TLED <24W replacing 8' 1-lamp T8HO or T12HO, 24 Hour, Exterior | N/A | N/A | 10 | Fixture | N/A | Fixture | N/A | 4319 |  | N/A | No | N/A | 100% | 100% | 100% | No | No | No |  |  | Agribusiness | 31
N/A | 4318 | 4318 | Not Eligible | AG4318 | N/A | 4' 2-lamp TLED <24W replacing 8' 1-lamp T8HO or T12HO, 12 Hour, Exterior | AG4318: 4' 2-lamp TLED <24W replacing 8' 1-lamp T8HO or T12HO, 12 Hour, Exterior | N/A | N/A | 10 | Fixture | N/A | Fixture | N/A | 4318 |  | N/A | No | N/A | 100% | 100% | 100% | No | No | No |  |  | Agribusiness | 31
N/A | 4322 | 4322 | Not Eligible | AG4322 | N/A | 4’ 4-lamp TLED <24W replacing 8' 2-lamp T8 or T12, 24 Hour, Exterior | AG4322: 4’ 4-lamp TLED <24W replacing 8' 2-lamp T8 or T12, 24 Hour, Exterior | N/A | N/A | 12.5 | Fixture | N/A | Fixture | N/A | 4322 |  | N/A | No | N/A | 100% | 100% | 100% | No | No | No |  |  | Agribusiness | 31
N/A | 4321 | 4321 | Not Eligible | AG4321 | N/A | 4’ 4-lamp TLED <24W replacing 8' 2-lamp T8 or T12, 12 Hour, Exterior | AG4321: 4’ 4-lamp TLED <24W replacing 8' 2-lamp T8 or T12, 12 Hour, Exterior | N/A | N/A | 12.5 | Fixture | N/A | Fixture | N/A | 4321 |  | N/A | No | N/A | 100% | 100% | 100% | No | No | No |  |  | Agribusiness | 31
N/A | 4325 | 4325 | Not Eligible | AG4325 | N/A | 4' 4-lamp TLED <24W replacing 8' 2-lamp T8HO or T12HO, 24 Hour, Exterior | AG4325: 4' 4-lamp TLED <24W replacing 8' 2-lamp T8HO or T12HO, 24 Hour, Exterior | N/A | N/A | 12.5 | Fixture | N/A | Fixture | N/A | 4325 |  | N/A | No | N/A | 100% | 100% | 100% | No | No | No |  |  | Agribusiness | 31
N/A | 4324 | 4324 | Not Eligible | AG4324 | N/A | 4' 4-lamp TLED <24W replacing 8' 2-lamp T8HO or T12HO, 12 Hour, Exterior | AG4324: 4' 4-lamp TLED <24W replacing 8' 2-lamp T8HO or T12HO, 12 Hour, Exterior | N/A | N/A | 12.5 | Fixture | N/A | Fixture | N/A | 4324 |  | N/A | No | N/A | 100% | 100% | 100% | No | No | No |  |  | Agribusiness | 31
N/A | 4328 | 4328 | Not Eligible | AG4328 | N/A | 4' 2-lamp TLED <24W replacing 8' 2-lamp T8 or T12, 24 Hour, Exterior | AG4328: 4' 2-lamp TLED <24W replacing 8' 2-lamp T8 or T12, 24 Hour, Exterior | N/A | N/A | 22.5 | Fixture | N/A | Fixture | N/A | 4328 |  | N/A | No | N/A | 100% | 100% | 100% | No | No | No |  |  | Agribusiness | 31
N/A | 4327 | 4327 | Not Eligible | AG4327 | N/A | 4' 2-lamp TLED <24W replacing 8' 2-lamp T8 or T12, 12 Hour, Exterior | AG4327: 4' 2-lamp TLED <24W replacing 8' 2-lamp T8 or T12, 12 Hour, Exterior | N/A | N/A | 22.5 | Fixture | N/A | Fixture | N/A | 4327 |  | N/A | No | N/A | 100% | 100% | 100% | No | No | No |  |  | Agribusiness | 31
N/A | 4331 | 4331 | Not Eligible | AG4331 | N/A | 4' 2-lamp TLED <24W replacing 8' 2-lamp T8HO or T12HO, 24 Hour, Exterior | AG4331: 4' 2-lamp TLED <24W replacing 8' 2-lamp T8HO or T12HO, 24 Hour, Exterior | N/A | N/A | 22.5 | Fixture | N/A | Fixture | N/A | 4331 |  | N/A | No | N/A | 100% | 100% | 100% | No | No | No |  |  | Agribusiness | 31
N/A | 4330 | 4330 | Not Eligible | AG4330 | N/A | 4' 2-lamp TLED <24W replacing 8' 2-lamp T8HO or T12HO, 12 Hour, Exterior | AG4330: 4' 2-lamp TLED <24W replacing 8' 2-lamp T8HO or T12HO, 12 Hour, Exterior | N/A | N/A | 22.5 | Fixture | N/A | Fixture | N/A | 4330 |  | N/A | No | N/A | 100% | 100% | 100% | No | No | No |  |  | Agribusiness | 31
N/A | 3963 | 3963 | Not Eligible | L3963 | N/A | DLC listed, Mogul Screw-Base (E39) lamp replacing HID, Exterior | L3963: DLC listed, Mogul Screw-Base (E39) lamp replacing HID, Exterior | N/A | N/A | 0.15 | Watt Reduced | N/A | Watt Reduced | N/A | 3963 |  | N/A | No | N/A | 100% | 100% | 100% | No | No | Yes | Agribusiness | F | Agribusiness | 31
N/A | 4353 | 4353 | Not Eligible | L4353 | N/A | 24 Hour, LED Replacement of 4' T8 or T12 Lamp w/External Driver (UL Type C), Exterior | L4353: 24 Hour, LED Replacement of 4' T8 or T12 Lamp w/External Driver (UL Type C), Exterior | N/A | N/A | 2 | Lamp | N/A | Lamp | N/A | 4353 |  | N/A | No | N/A | 50% | 50% | 50% | No | No | No |  |  | Agribusiness | 32
N/A | 4351 | 4351 | Not Eligible | L4351 | N/A | 24 Hour, LED Replacement of 4' T8 or T12 Lamp, Direct Wire (UL Type B), Exterior | L4351: 24 Hour, LED Replacement of 4' T8 or T12 Lamp, Direct Wire (UL Type B), Exterior | N/A | N/A | 2 | Lamp | N/A | Lamp | N/A | 4351 |  | N/A | No | N/A | 50% | 50% | 50% | No | No | No |  |  | Agribusiness | 32
N/A | 4349 | 4349 | Not Eligible | L4349 | N/A | 24 Hour, LED Replacement of 4' T8 Lamp Utilizing Existing Ballast (UL Type A), Exterior | L4349: 24 Hour, LED Replacement of 4' T8 Lamp Utilizing Existing Ballast (UL Type A), Exterior | N/A | N/A | 1.5 | Lamp | N/A | Lamp | N/A | 4349 |  | N/A | No | N/A | 50% | 50% | 50% | No | No | No |  |  | Agribusiness | 32
N/A | 4352 | 4352 | Not Eligible | L4352 | N/A | Dusk to Dawn, LED Replacement of 4' T8 or T12 Lamp w/External Driver (UL Type C), Exterior | L4352: Dusk to Dawn, LED Replacement of 4' T8 or T12 Lamp w/External Driver (UL Type C), Exterior | N/A | N/A | 2 | Lamp | N/A | Lamp | N/A | 4352 |  | N/A | No | N/A | 50% | 50% | 50% | No | No | No |  |  | Agribusiness | 32
N/A | 4350 | 4350 | Not Eligible | L4350 | N/A | Dusk to Dawn, LED Replacement of 4' T8 or T12 Lamp, Direct Wire (UL Type B), Exterior | L4350: Dusk to Dawn, LED Replacement of 4' T8 or T12 Lamp, Direct Wire (UL Type B), Exterior | N/A | N/A | 2 | Lamp | N/A | Lamp | N/A | 4350 |  | N/A | No | N/A | 50% | 50% | 50% | No | No | No |  |  | Agribusiness | 32
N/A | 4348 | 4348 | Not Eligible | L4348 | N/A | Dusk to Dawn, LED Replacement of 4' T8 Lamp Utilizing Existing Ballast (UL Type A), Exterior | L4348: Dusk to Dawn, LED Replacement of 4' T8 Lamp Utilizing Existing Ballast (UL Type A), Exterior | N/A | N/A | 1.5 | Lamp | N/A | Lamp | N/A | 4348 |  | N/A | No | N/A | 50% | 50% | 50% | No | No | No |  |  | Agribusiness | 32
N/A | 4834 | 4834 | Not Eligible | L4834 | N/A | 24 Hour, LED Replacement of 8' T8 or T12 Lamp w/External Driver (UL Type C), Exterior | L4834: 24 Hour, LED Replacement of 8' T8 or T12 Lamp w/External Driver (UL Type C), Exterior | N/A | N/A | 4.5 | Lamp | N/A | Lamp | N/A | 4834 |  | N/A | No | N/A | 50% | 50% | 50% | No | No | No |  |  | Agribusiness | 32
N/A | 4835 | 4835 | Not Eligible | L4835 | N/A | 24 Hour, LED Replacement of 8' T8 or T12 Lamp, Direct Wire (UL Type B), Exterior | L4835: 24 Hour, LED Replacement of 8' T8 or T12 Lamp, Direct Wire (UL Type B), Exterior | N/A | N/A | 4.5 | Lamp | N/A | Lamp | N/A | 4835 |  | N/A | No | N/A | 50% | 50% | 50% | No | No | No |  |  | Agribusiness | 32
N/A | 4833 | 4833 | Not Eligible | L4833 | N/A | 24 Hour, LED Replacement of 8' T8 Lamp Utilizing Existing Ballast (UL Type A), Exterior | L4833: 24 Hour, LED Replacement of 8' T8 Lamp Utilizing Existing Ballast (UL Type A), Exterior | N/A | N/A | 4 | Lamp | N/A | Lamp | N/A | 4833 |  | N/A | No | N/A | 50% | 50% | 50% | No | No | No |  |  | Agribusiness | 32
N/A | 4831 | 4831 | Not Eligible | L4831 | N/A | Dusk to Dawn, LED Replacement of 8' T8 or T12 Lamp w/External Driver (UL Type C), Exterior | L4831: Dusk to Dawn, LED Replacement of 8' T8 or T12 Lamp w/External Driver (UL Type C), Exterior | N/A | N/A | 4.5 | Lamp | N/A | Lamp | N/A | 4831 |  | N/A | No | N/A | 50% | 50% | 50% | No | No | No |  |  | Agribusiness | 32
N/A | 4832 | 4832 | Not Eligible | L4832 | N/A | Dusk to Dawn, LED Replacement of 8' T8 or T12 Lamp, Direct Wire (UL Type B), Exterior | L4832: Dusk to Dawn, LED Replacement of 8' T8 or T12 Lamp, Direct Wire (UL Type B), Exterior | N/A | N/A | 4.5 | Lamp | N/A | Lamp | N/A | 4832 |  | N/A | No | N/A | 50% | 50% | 50% | No | No | No |  |  | Agribusiness | 32
N/A | 4830 | 4830 | Not Eligible | L4830 | N/A | Dusk to Dawn, LED Replacement of 8' T8 Lamp Utilizing Existing Ballast (UL Type A), Exterior | L4830: Dusk to Dawn, LED Replacement of 8' T8 Lamp Utilizing Existing Ballast (UL Type A), Exterior | N/A | N/A | 4 | Lamp | N/A | Lamp | N/A | 4830 |  | N/A | No | N/A | 50% | 50% | 50% | No | No | No |  |  | Agribusiness | 32
N/A | 5024 | 5024 | Not Eligible | AG5024 | N/A | Horticultural Lighting, Non-stacked Indoor, <700W LED, replacing 1000W HID, Agriculture | AG5024: Horticultural Lighting, Non-stacked Indoor, <700W LED, replacing 1000W HID, Agriculture | N/A | N/A | 120 | Fixture | N/A | N/A | N/A | 5024 | N/A | N/A | No | No | N/A | 100% | N/A | No | No | No |  |  | Agribusiness | 33
N/A | 5025 | 5025 | Not Eligible | AG5025 | N/A | Horticultural Lighting, Non-stacked Indoor, <400W LED, replacing 6000W HID, Agriculture | AG5025: Horticultural Lighting, Non-stacked Indoor, <400W LED, replacing 6000W HID, Agriculture | N/A | N/A | 80 | Fixture | N/A | N/A | N/A | 5025 | N/A | N/A | No | No | N/A | 100% | N/A | No | No | No |  |  | Agribusiness | 33
N/A | 5026 | 5026 | Not Eligible | AG5026 | N/A | Horticultural Lighting, Supplemented Greenhouse, <700W LED, replacing 1000W HID, Agriculture | AG5026: Horticultural Lighting, Supplemented Greenhouse, <700W LED, replacing 1000W HID, Agriculture | N/A | N/A | 80 | Fixture | N/A | N/A | N/A | 5026 | N/A | N/A | No | No | N/A | 100% | N/A | No | No | No |  |  | Agribusiness | 33
N/A | 5027 | 5027 | Not Eligible | AG5027 | N/A | Horticultural Lighting, Supplemented Greenhouse, <400W LED, replacing 600W HID, Agriculture | AG5027: Horticultural Lighting, Supplemented Greenhouse, <400W LED, replacing 600W HID, Agriculture | N/A | N/A | 60 | Fixture | N/A | N/A | N/A | 5027 | N/A | N/A | No | No | N/A | 100% | N/A | No | No | No |  |  | Agribusiness | 33
N/A | 5028 | 5028 | Not Eligible | AG5028 | N/A | Horticultural Lighting, Supplemented Greenhouse, <250W LED, replacing 400W HID, Agriculture | AG5028: Horticultural Lighting, Supplemented Greenhouse, <250W LED, replacing 400W HID, Agriculture | N/A | N/A | 50 | Fixture | N/A | N/A | N/A | 5028 | N/A | N/A | No | No | N/A | 100% | N/A | No | No | No |  |  | Agribusiness | 33
N/A | 5032 | 5032 | Not Eligible | AG5032 | N/A | Horticultural Lighting, Non-stacked Indoor, Grow Light System, Agriculture | AG5032: Horticultural Lighting, Non-stacked Indoor, Grow Light System, Agriculture | N/A | N/A | 0.06 | kWh saved | N/A | N/A | N/A | 5032 | N/A | N/A | See NC MMID | No | N/A | 50% | N/A | No | Yes | Yes |  |  | Agribusiness | 33
N/A | 5032 | 5032 | Not Eligible | N-AG5032 | Eligible Under B&I-Rural | Horticultural Lighting, Non-stacked Indoor, Grow Light System, Agriculture | N-AG5032: Horticultural Lighting, Non-stacked Indoor, Grow Light System, Agriculture | N/A | N/A | 0.06 | kWh saved | N/A | N/A | N/A | 5032 | N/A | N/A | Yes-to B&I-Rural | No | N/A | 50% | N/A | No | Yes | Yes |  |  | Agribusiness | 33
N/A | 5033 | 5033 | Not Eligible | AG5033 | N/A | Horticultural Lighting, Supplemented Greenhouse, Grow Light System, Agriculture | AG5033: Horticultural Lighting, Supplemented Greenhouse, Grow Light System, Agriculture | N/A | N/A | 0.06 | kWh saved | N/A | N/A | N/A | 5033 | N/A | N/A | See NC MMID | No | N/A | 50% | N/A | No | Yes | Yes |  |  | Agribusiness | 33
N/A | 5033 | 5033 | Not Eligible | N-AG5033 | Eligible Under B&I-Rural | Horticultural Lighting, Supplemented Greenhouse, Grow Light System, Agriculture | N-AG5033: Horticultural Lighting, Supplemented Greenhouse, Grow Light System, Agriculture | N/A | N/A | 0.06 | kWh saved | N/A | N/A | N/A | 5033 | N/A | N/A | Yes-to B&I-Rural | No | N/A | 50% | N/A | No | Yes | Yes |  |  | Agribusiness | 33
[6 empty] | ----------------------AGRIBUSINESS CATALOG: VENTILATION -------------------------------------------- | ----------------------AGRIBUSINESS CATALOG: VENTILATION -------------------------------------------- | [15 empty] | No |  |  |  |  | Agribusiness
N/A | 3998 | 3998 | Not Eligible | AG3998 | N/A | Fans, High Volume Low Speed (HVLS), General | AG3998: Fans, High Volume Low Speed (HVLS), General | N/A | N/A | 50 | Fan Diameter (feet) | 50 | Fan Diameter (feet) | N/A | 3998 |  | N/A | See NC MMID | N/A | 100% | 100% | 100% | No | No | No |  |  | Agribusiness | 36
N/A | 3998 | 3998 | Not Eligible | N-AG3998 | Eligible Under B&I-Rural | Fans, High Volume Low Speed (HVLS), General | N-AG3998: Fans, High Volume Low Speed (HVLS), General | N/A | N/A | 50 | Fan Diameter (feet) | 50 | Fan Diameter (feet) | N/A | 3998 |  | N/A | Yes-to B&I-Rural | N/A | 100% | 100% | 100% | No | No | No |  |  | Agribusiness | 36
N/A | 5088 | 5088 | Not Eligible | AG5088 | N/A | Ventilation/Exhaust Fan, Dairy, ≥ 48” (21.0 cfm/watt) | AG5088: Ventilation/Exhaust Fan, Dairy, ≥ 48” (21.0 cfm/watt) | N/A | N/A | 100 | Fan | 100 | Fan | N/A | 5088 |  | N/A | See NC MMID | N/A | 100% | 100% | 100% | No | No | No |  |  | Agribusiness | 36
N/A | 5089 | 5089 | Not Eligible | AG5089 | N/A | Ventilation/Exhaust Fan, Dairy, ≥ 48” with Variable Speed | AG5089: Ventilation/Exhaust Fan, Dairy, ≥ 48” with Variable Speed | N/A | N/A | 250 | Fan | 250 | Fan | N/A | 5089 |  | N/A | See NC MMID | N/A | 100% | 100% | 100% | No | No | No |  |  | Agribusiness | 36
N/A | 5088 | 5088 | Not Eligible | N-AG5088 | Eligible Under B&I-Rural | Ventilation/Exhaust Fan, Dairy, ≥ 48” (21.0 cfm/watt) | N-AG5088: Ventilation/Exhaust Fan, Dairy, ≥ 48” (21.0 cfm/watt) | N/A | N/A | 100 | Fan | 100 | Fan | N/A | 5088 |  | N/A | Yes-to B&I-Rural | N/A | 100% | 100% | 100% | No | No | No |  |  | Agribusiness | 36
N/A | 5089 | 5089 | Not Eligible | N-AG5089 | Eligible Under B&I-Rural | Ventilation/Exhaust Fan, Dairy, ≥ 48” with Variable Speed | N-AG5089: Ventilation/Exhaust Fan, Dairy, ≥ 48” with Variable Speed | N/A | N/A | 250 | Fan | 250 | Fan | N/A | 5089 |  | N/A | Yes-to B&I-Rural | N/A | 100% | 100% | 100% | No | No | No |  |  | Agribusiness | 36
N/A | 5093 | 5093 | Not Eligible | AG5093 | N/A | Ventilation/Exhaust Fan, Other, 36-47” (17.0 cfm/watt) | AG5093: Ventilation/Exhaust Fan, Other, 36-47” (17.0 cfm/watt) | N/A | N/A | 75 | Fan | 75 | Fan | N/A | 5093 |  | N/A | See NC MMID | N/A | 100% | 100% | 100% | No | No | No |  |  | Agribusiness | 37
N/A | 5094 | 5094 | Not Eligible | AG5094 | N/A | Ventilation/Exhaust Fan, Other, ≥ 48” (21.0 cfm/watt) | AG5094: Ventilation/Exhaust Fan, Other, ≥ 48” (21.0 cfm/watt) | N/A | N/A | 100 | Fan | 100 | Fan | N/A | 5094 |  | N/A | See NC MMID | N/A | 100% | 100% | 100% | No | No | No |  |  | Agribusiness | 37
N/A | 5095 | 5095 | Not Eligible | AG5095 | N/A | Ventilation/Exhaust Fan, Other, ≥ 48” with Variable Speed | AG5095: Ventilation/Exhaust Fan, Other, ≥ 48” with Variable Speed | N/A | N/A | 250 | Fan | 250 | Fan | N/A | 5095 |  | N/A | See NC MMID | N/A | 100% | 100% | 100% | No | No | No |  |  | Agribusiness | 37
N/A | 5093 | 5093 | Not Eligible | N-AG5093 | Eligible Under B&I-Rural | Ventilation/Exhaust Fan, Other, 36-47” (17.0 cfm/watt) | N-AG5093: Ventilation/Exhaust Fan, Other, 36-47” (17.0 cfm/watt) | N/A | N/A | 75 | Fan | 75 | Fan | N/A | 5093 |  | N/A | Yes-to B&I-Rural | N/A | 100% | 100% | 100% | No | No | No |  |  | Agribusiness | 37
N/A | 5094 | 5094 | Not Eligible | N-AG5094 | Eligible Under B&I-Rural | Ventilation/Exhaust Fan, Other, ≥ 48” (21.0 cfm/watt) | N-AG5094: Ventilation/Exhaust Fan, Other, ≥ 48” (21.0 cfm/watt) | N/A | N/A | 100 | Fan | 100 | Fan | N/A | 5094 |  | N/A | Yes-to B&I-Rural | N/A | 100% | 100% | 100% | No | No | No |  |  | Agribusiness | 37
N/A | 5095 | 5095 | Not Eligible | N-AG5095 | Eligible Under B&I-Rural | Ventilation/Exhaust Fan, Other, ≥ 48” with Variable Speed | N-AG5095: Ventilation/Exhaust Fan, Other, ≥ 48” with Variable Speed | N/A | N/A | 250 | Fan | 250 | Fan | N/A | 5095 |  | N/A | Yes-to B&I-Rural | N/A | 100% | 100% | 100% | No | No | No |  |  | Agribusiness | 37
N/A | 5086 | 5086 | Not Eligible | AG5086 | N/A | Circulation Fan, Dairy, 36-47” (20.0 lbf/kW) | AG5086: Circulation Fan, Dairy, 36-47” (20.0 lbf/kW) | N/A | N/A | 40 | Fan | 40 | Fan | N/A | 5086 |  | N/A | See NC MMID | N/A | 100% | 100% | 100% | No | No | No |  |  | Agribusiness | 37
N/A | 5087 | 5087 | Not Eligible | AG5087 | N/A | Circulation Fan, Dairy, ≥ 48” (24.5 lbf/kW) | AG5087: Circulation Fan, Dairy, ≥ 48” (24.5 lbf/kW) | N/A | N/A | 50 | Fan | 50 | Fan | N/A | 5087 |  | N/A | See NC MMID | N/A | 100% | 100% | 100% | No | No | No |  |  | Agribusiness | 37
N/A | 5086 | 5086 | Not Eligible | N-AG5086 | Eligible Under B&I-Rural | Circulation Fan, Dairy, 36-47” (20.0 lbf/kW) | N-AG5086: Circulation Fan, Dairy, 36-47” (20.0 lbf/kW) | N/A | N/A | 40 | Fan | 40 | Fan | N/A | 5086 |  | N/A | Yes-to B&I-Rural | N/A | 100% | 100% | 100% | No | No | No |  |  | Agribusiness | 37
N/A | 5087 | 5087 | Not Eligible | N-AG5087 | Eligible Under B&I-Rural | Circulation Fan, Dairy, ≥ 48” (24.5 lbf/kW) | N-AG5087: Circulation Fan, Dairy, ≥ 48” (24.5 lbf/kW) | N/A | N/A | 50 | Fan | 50 | Fan | N/A | 5087 |  | N/A | Yes-to B&I-Rural | N/A | 100% | 100% | 100% | No | No | No |  |  | Agribusiness | 37
N/A | 5090 | 5090 | Not Eligible | AG5090 | N/A | Circulation Fan, Other, 24-35” (15.8 lbf/kW) | AG5090: Circulation Fan, Other, 24-35” (15.8 lbf/kW) | N/A | N/A | 25 | Fan | 25 | Fan | N/A | 5090 |  | N/A | See NC MMID | N/A | 100% | 100% | 100% | No | No | No |  |  | Agribusiness | 38
N/A | 5091 | 5091 | Not Eligible | AG5091 | N/A | Circulation Fan, Other, 36-47” (20.0 lbf/kW) | AG5091: Circulation Fan, Other, 36-47” (20.0 lbf/kW) | N/A | N/A | 40 | Fan | 40 | Fan | N/A | 5091 |  | N/A | See NC MMID | N/A | 100% | 100% | 100% | No | No | No |  |  | Agribusiness | 38
N/A | 5092 | 5092 | Not Eligible | AG5092 | N/A | Circulation Fan, Other, ≥ 48” (24.5 lbf/kW) | AG5092: Circulation Fan, Other, ≥ 48” (24.5 lbf/kW) | N/A | N/A | 50 | Fan | 50 | Fan | N/A | 5092 |  | N/A | See NC MMID | N/A | 100% | 100% | 100% | No | No | No |  |  | Agribusiness | 38
N/A | 5090 | 5090 | Not Eligible | N-AG5090 | Eligible Under B&I-Rural | Circulation Fan, Other, 24-35” (15.8 lbf/kW) | N-AG5090: Circulation Fan, Other, 24-35” (15.8 lbf/kW) | N/A | N/A | 25 | Fan | 25 | Fan | N/A | 5090 |  | N/A | Yes-to B&I-Rural | N/A | 100% | 100% | 100% | No | No | No |  |  | Agribusiness | 38
N/A | 5091 | 5091 | Not Eligible | N-AG5091 | Eligible Under B&I-Rural | Circulation Fan, Other, 36-47” (20.0 lbf/kW) | N-AG5091: Circulation Fan, Other, 36-47” (20.0 lbf/kW) | N/A | N/A | 40 | Fan | 40 | Fan | N/A | 5091 |  | N/A | Yes-to B&I-Rural | N/A | 100% | 100% | 100% | No | No | No |  |  | Agribusiness | 38
N/A | 5092 | 5092 | Not Eligible | N-AG5092 | Eligible Under B&I-Rural | Circulation Fan, Other, ≥ 48” (24.5 lbf/kW) | N-AG5092: Circulation Fan, Other, ≥ 48” (24.5 lbf/kW) | N/A | N/A | 50 | Fan | 50 | Fan | N/A | 5092 |  | N/A | Yes-to B&I-Rural | N/A | 100% | 100% | 100% | No | No | No |  |  | Agribusiness | 38
[6 empty] | ----------------------AGRIBUSINESS CATALOG: VFD & COMPRESSED AIR -------------------------------------------- | ----------------------AGRIBUSINESS CATALOG: VFD & COMPRESSED AIR -------------------------------------------- | [15 empty] | No |  |  |  |  | Agribusiness
N/A | 4043 | 4043 | Not Eligible | AG4043 | N/A | VFD, Ag Primary Use Water System, ≥1000 hours | AG4043: VFD, Ag Primary Use Water System, ≥1000 hours | N/A | N/A | 75 | hp | 45 | hp | N/A | 4043 |  | N/A | See NC MMID | N/A | 100% | 100% | 100% | No | Yes | Yes | Agribusiness | H1 | Agribusiness | 40
N/A | 2639 | 2639 | Not Eligible | AG2639 | N/A | VFD, Ag Secondary Use Water System, ≥1000 hours | AG2639: VFD, Ag Secondary Use Water System, ≥1000 hours | N/A | N/A | 75 | hp | 45 | hp | N/A | 2639 |  | N/A | See NC MMID | N/A | 100% | 100% | 100% | No | Yes | Yes | Agribusiness | H1 | Agribusiness | 40
N/A | 4411 | 4411 | Not Eligible | AG4411 | N/A | VFD, Ag Secondary Use Water System, 500-999 hours | AG4411: VFD, Ag Secondary Use Water System, 500-999 hours | N/A | N/A | 50 | hp | 30 | hp | N/A | 4411 |  | N/A | See NC MMID | N/A | 100% | 100% | 100% | No | Yes | Yes | Agribusiness | H1 | Agribusiness | 40
N/A | 3777 | 3777 | Not Eligible | AG3777 | N/A | VFD, Ventilation/Circulation Fan, Ag, ≥1000 hours | AG3777: VFD, Ventilation/Circulation Fan, Ag, ≥1000 hours | N/A | N/A | 75 | hp | 45 | hp | N/A | 3777 |  | N/A | See NC MMID | N/A | 100% | 100% | 100% | No | Yes | Yes | Agribusiness | H1 | Agribusiness | 40
N/A | 4413 | 4413 | Not Eligible | AG4413 | N/A | VFD, Ventilation/Circulation Fan, Ag, 500-999 hours | AG4413: VFD, Ventilation/Circulation Fan, Ag, 500-999 hours | N/A | N/A | 50 | hp | 30 | hp | N/A | 4413 |  | N/A | See NC MMID | N/A | 100% | 100% | 100% | No | Yes | Yes | Agribusiness | H1 | Agribusiness | 40
N/A | 3835 | 3835 | Not Eligible | AG3835 | N/A | VFD, Process Pump, Agriculture, ≥ 1000 hours | AG3835: VFD, Process Pump, Agriculture, ≥ 1000 hours | N/A | N/A | 75 | hp | 45 | hp | N/A | 3835 |  | N/A | See NC MMID | N/A | 100% | 100% | 100% | No | Yes | Yes | Agribusiness | H1 | Agribusiness | 40
N/A | 4414 | 4414 | Not Eligible | AG4414 | N/A | VFD, Process Pump, Agriculture, 500-999 hours | AG4414: VFD, Process Pump, Agriculture, 500-999 hours | N/A | N/A | 50 | hp | 30 | hp | N/A | 4414 |  | N/A | See NC MMID | N/A | 100% | 100% | 100% | No | Yes | Yes | Agribusiness | H1 | Agribusiness | 40
N/A | 4043 | 4043 | Not Eligible | N-AG4043 | Eligible Under B&I-Rural | VFD, Ag Primary Use Water System, ≥1000 hours | N-AG4043: VFD, Ag Primary Use Water System, ≥1000 hours | N/A | N/A | 45 | hp | 45 | hp | N/A | 4043 |  | N/A | Yes-to B&I-Rural | N/A | 100% | 100% | 100% | No | Yes | Yes | Agribusiness | H1 | Agribusiness | 40
N/A | 2639 | 2639 | Not Eligible | N-AG2639 | Eligible Under B&I-Rural | VFD, Ag Secondary Use Water System, ≥1000 hours | N-AG2639: VFD, Ag Secondary Use Water System, ≥1000 hours | N/A | N/A | 45 | hp | 45 | hp | N/A | 2639 |  | N/A | Yes-to B&I-Rural | N/A | 100% | 100% | 100% | No | Yes | Yes | Agribusiness | H1 | Agribusiness | 40
N/A | 4411 | 4411 | Not Eligible | N-AG4411 | Eligible Under B&I-Rural | VFD, Ag Secondary Use Water System, 500-999 hours | N-AG4411: VFD, Ag Secondary Use Water System, 500-999 hours | N/A | N/A | 30 | hp | 30 | hp | N/A | 4411 |  | N/A | Yes-to B&I-Rural | N/A | 100% | 100% | 100% | No | Yes | Yes | Agribusiness | H1 | Agribusiness | 40
N/A | 3777 | 3777 | Not Eligible | N-AG3777 | Eligible Under B&I-Rural | VFD, Ventilation/Circulation Fan, Ag, ≥1000 hours | N-AG3777: VFD, Ventilation/Circulation Fan, Ag, ≥1000 hours | N/A | N/A | 45 | hp | 45 | hp | N/A | 3777 |  | N/A | Yes-to B&I-Rural | N/A | 100% | 100% | 100% | No | Yes | Yes | Agribusiness | H1 | Agribusiness | 40
N/A | 4413 | 4413 | Not Eligible | N-AG4413 | Eligible Under B&I-Rural | VFD, Ventilation/Circulation Fan, Ag, 500-999 hours | N-AG4413: VFD, Ventilation/Circulation Fan, Ag, 500-999 hours | N/A | N/A | 30 | hp | 30 | hp | N/A | 4413 |  | N/A | Yes-to B&I-Rural | N/A | 100% | 100% | 100% | No | Yes | Yes | Agribusiness | H1 | Agribusiness | 40
N/A | 3835 | 3835 | Not Eligible | N-AG3835 | Eligible Under B&I-Rural | VFD, Process Pump, Agriculture, ≥ 1000 hours | N-AG3835: VFD, Process Pump, Agriculture, ≥ 1000 hours | N/A | N/A | 45 | hp | 45 | hp | N/A | 3835 |  | N/A | Yes-to B&I-Rural | N/A | 100% | 100% | 100% | No | Yes | Yes | Agribusiness | H1 | Agribusiness | 40
N/A | 4414 | 4414 | Not Eligible | N-AG4414 | Eligible Under B&I-Rural | VFD, Process Pump, Agriculture, 500-999 hours | N-AG4414: VFD, Process Pump, Agriculture, 500-999 hours | N/A | N/A | 30 | hp | 30 | hp | N/A | 4414 |  | N/A | Yes-to B&I-Rural | N/A | 100% | 100% | 100% | No | Yes | Yes | Agribusiness | H1 | Agribusiness | 40
N/A | 3836 | 3836 | Not Eligible | AG3836 | N/A | VFD, Constant Torque, ≥1000 Annual Hours, Ag | AG3836: VFD, Constant Torque, ≥1000 Annual Hours, Ag | N/A | N/A | 45 | hp | 40 | hp | N/A | 3836 |  | N/A | See NC MMID | N/A | 100% | 100% | 100% | No | Yes | Yes | Agribusiness | H1 & H3 | Agribusiness | 41
N/A | 4412 | 4412 | Not Eligible | AG4412 | N/A | VFD, Constant Torque, 500-999 Hours, Ag | AG4412: VFD, Constant Torque, 500-999 Hours, Ag | N/A | N/A | 30 | hp | 20 | hp | N/A | 4412 |  | N/A | See NC MMID | N/A | 100% | 100% | 100% | No | Yes | Yes | Agribusiness | H1 & H3 | Agribusiness | 41
N/A | 3836 | 3836 | Not Eligible | N-AG3836 | Eligible Under B&I-Rural | VFD, Constant Torque, ≥1000 Annual Hours, Ag | N-AG3836: VFD, Constant Torque, ≥1000 Annual Hours, Ag | N/A | N/A | 40 | hp | 40 | hp | N/A | 3836 |  | N/A | Yes-to B&I-Rural | N/A | 100% | 100% | 100% | No | Yes | Yes | Agribusiness | H1 & H3 | Agribusiness | 41
N/A | 4412 | 4412 | Not Eligible | N-AG4412 | Eligible Under B&I-Rural | VFD, Constant Torque, 500-999 Hours, Ag | N-AG4412: VFD, Constant Torque, 500-999 Hours, Ag | N/A | N/A | 20 | hp | 20 | hp | N/A | 4412 |  | N/A | Yes-to B&I-Rural | N/A | 100% | 100% | 100% | No | Yes | Yes | Agribusiness | H1 & H3 | Agribusiness | 41
N/A | 4767 | 4767 | Not Eligible | AG4767 | N/A | Compressed Air and Leak Survey Repair, Agriculture only | AG4767: Compressed Air and Leak Survey Repair, Agriculture only | N/A | N/A | 15 | Connected HP | N/A | Connected HP | N/A | 4767 |  | N/A | No | N/A | 100% | 100% | 100% | No | Yes | Yes | Agribusiness | I | Agribusiness | 42
N/A | 2196 | 2196 | Not Eligible | PS2196 | N/A | Variable Speed Drive Air Compressors | PS2196: Variable Speed Drive Air Compressors | N/A | N/A | 40 | HP | 40 | HP | N/A | 2196 |  | N/A | See NC MMID | N/A | 100% | 100% | 100% | No | Yes | Yes | Agribusiness | J1 & J2 | Agribusiness | 42
N/A | 2196 | 2196 | Not Eligible | N-PS2196 | Eligible Under B&I-Rural | Variable Speed Drive Air Compressors | N-PS2196: Variable Speed Drive Air Compressors | N/A | N/A | 40 | HP | 40 | HP | N/A | 2196 |  | N/A | Yes-to B&I-Rural | N/A | 100% | 100% | 100% | No | Yes | Yes | Agribusiness | J1 & J2 | Agribusiness | 42
N/A | 2254 | 2254 | Not Eligible | PS2254 | N/A | No Air-Loss Condensate Drains | PS2254: No Air-Loss Condensate Drains | N/A | N/A | 80 | Drain | 80 | Drain | N/A | 2254 |  | N/A | See NC MMID | N/A | 100% | 100% | 100% | No | No | Yes |  |  | Agribusiness | 43
N/A | 2254 | 2254 | Not Eligible | N-PS2254 | Eligible Under B&I-Rural | No Air-Loss Condensate Drains | N-PS2254: No Air-Loss Condensate Drains | N/A | N/A | 80 | Drain | 80 | Drain | N/A | 2254 |  | N/A | Yes-to B&I-Rural | N/A | 100% | 100% | 100% | No | No | Yes |  |  | Agribusiness | 43
[6 empty] | ----------------------AGRIBUSINESS CATALOG: SPACE HEATING EQUIPMENT -------------------------------------------- | ----------------------AGRIBUSINESS CATALOG: SPACE HEATING EQUIPMENT -------------------------------------------- | [15 empty] | No |  |  |  |  | Agribusiness
N/A | 2218 | 2218 | Not Eligible | H2218 | N/A | Hot Water Boilers, < 300 MBh input, ≥90% AFUE | H2218: Hot Water Boilers, < 300 MBh input, ≥90% AFUE | N/A | N/A | 3 | MBh | 3 | MBh | N/A | 2218 |  | N/A | See NC MMID | N/A | 100% | 100% | 100% | No | No | No |  |  | Agribusiness | 45
N/A | 3277 | 3277 | Not Eligible | H3277 | N/A | Hot Water Boilers, ≥300 MBh input, ≥85% thermal efficiency | H3277: Hot Water Boilers, ≥300 MBh input, ≥85% thermal efficiency | N/A | N/A | 1 | MBh | 1 | MBh | N/A | 3277 |  | N/A | See NC MMID | N/A | 100% | 100% | 100% | No | No | No |  |  | Agribusiness | 45
N/A | 3276 | 3276 | Not Eligible | H3276 | N/A | Hot Water Boilers, ≥300 MBh input, ≥90% thermal efficiency | H3276: Hot Water Boilers, ≥300 MBh input, ≥90% thermal efficiency | N/A | N/A | 3 | MBh | 3 | MBh | N/A | 3276 |  | N/A | See NC MMID | N/A | 100% | 100% | 100% | No | No | No |  |  | Agribusiness | 45
N/A | 2218 | 2218 | Not Eligible | N-H2218 | Eligible Under B&I-Rural | Hot Water Boilers, < 300 MBh input, ≥90% AFUE | N-H2218: Hot Water Boilers, < 300 MBh input, ≥90% AFUE | N/A | N/A | 3 | MBh | 3 | MBh | N/A | 2218 |  | N/A | Yes-to B&I-Rural | N/A | 100% | 100% | 100% | No | No | No |  |  | Agribusiness | 45
N/A | 3277 | 3277 | Not Eligible | N-H3277 | Eligible Under B&I-Rural | Hot Water Boilers, ≥300 MBh input, ≥85% thermal efficiency | N-H3277: Hot Water Boilers, ≥300 MBh input, ≥85% thermal efficiency | N/A | N/A | 1 | MBh | 1 | MBh | N/A | 3277 |  | N/A | Yes-to B&I-Rural | N/A | 100% | 100% | 100% | No | No | No |  |  | Agribusiness | 45
N/A | 3276 | 3276 | Not Eligible | N-H3276 | Eligible Under B&I-Rural | Hot Water Boilers, ≥300 MBh input, ≥90% thermal efficiency | N-H3276: Hot Water Boilers, ≥300 MBh input, ≥90% thermal efficiency | N/A | N/A | 3 | MBh | 3 | MBh | N/A | 3276 |  | N/A | Yes-to B&I-Rural | N/A | 100% | 100% | 100% | No | No | No |  |  | Agribusiness | 45
N/A | 2422 | 2422 | Not Eligible | H2422 | N/A | Infrared Heater (Retrofit Only) | H2422: Infrared Heater (Retrofit Only) | N/A | N/A | 1.5 | MBh | N/A | MBh | N/A | 2422 |  | N/A | See NC MMID | N/A | 100% | 100% | 100% | No | No | No |  |  | Agribusiness | 45
N/A | 2422 | 2422 | Not Eligible | N-H2422 | Eligible Under B&I-Rural | Infrared Heater (NC Only) | N-H2422: Infrared Heater (NC Only) | N/A | N/A | 1 | MBh | 1 | MBh | N/A | 2422 |  | N/A | Yes-to B&I-Rural | N/A | 100% | 100% | 100% | No | No | No |  |  | Agribusiness | 45
N/A | 3491 | 3491 | Not Eligible | H3491 | N/A | Furnace with ECM, ≥95%+ AFUE, 2 stages of heat, NG | H3491: Furnace with ECM, ≥95%+ AFUE, 2 stages of heat, NG | N/A | N/A | 220 | Furnace | N/A | Furnace | N/A | 3491 |  | N/A | See NC MMID | N/A | 100% | 100% | 100% | No | No | No |  |  | Agribusiness | 46
N/A | 3492 | 3492 | Not Eligible | H3492 | N/A | Furnace with ECM, ≥90%+ AFUE, 2 stages of heat, NG | H3492: Furnace with ECM, ≥90%+ AFUE, 2 stages of heat, NG | N/A | N/A | 100 | Furnace | N/A | Furnace | N/A | 3492 |  | N/A | See NC MMID | N/A | 100% | 100% | 100% | No | No | No |  |  | Agribusiness | 46
N/A | 3491 | 3491 | Not Eligible | N-H3491 | Eligible Under B&I-Rural | Furnace with ECM, ≥95%+ AFUE, 2 stages of heat, NG | N-H3491: Furnace with ECM, ≥95%+ AFUE, 2 stages of heat, NG | N/A | N/A | N/A | Furnace | 180 | Furnace | N/A | 3491 |  | N/A | Yes-to B&I-Rural | N/A | 100% | 100% | 100% | No | No | No |  |  | Agribusiness | 46
N/A | 3492 | 3492 | Not Eligible | N-H3492 | Eligible Under B&I-Rural | Furnace with ECM, ≥90%+ AFUE, 2 stages of heat, NG | N-H3492: Furnace with ECM, ≥90%+ AFUE, 2 stages of heat, NG | N/A | N/A | N/A | Furnace | 80 | Furnace | N/A | 3492 |  | N/A | Yes-to B&I-Rural | N/A | 100% | 100% | 100% | No | No | No |  |  | Agribusiness | 46
N/A | 4753 | 4753 | Not Eligible | H4753 | N/A | Unit Heater, ≥ 90% Thermal Efficiency (Retrofit Only), Heating Setpoint = 70°F | H4753: Unit Heater, ≥ 90% Thermal Efficiency (Retrofit Only), Heating Setpoint = 70°F | N/A | N/A | 2 | MBh | N/A | MBh | N/A | 4753 |  | N/A | See NC MMID | N/A | 100% | 100% | 100% | No | No | No |  |  | Agribusiness | 46
N/A | 4754 | 4754 | Not Eligible | H4754 | N/A | Unit Heater, ≥ 90% Thermal Efficiency (Retrofit Only), Heating Setpoint = 65°F | H4754: Unit Heater, ≥ 90% Thermal Efficiency (Retrofit Only), Heating Setpoint = 65°F | N/A | N/A | 2 | MBh | N/A | MBh | N/A | 4754 |  | N/A | See NC MMID | N/A | 100% | 100% | 100% | No | No | No |  |  | Agribusiness | 46
N/A | 4755 | 4755 | Not Eligible | H4755 | N/A | Unit Heater, ≥ 90% Thermal Efficiency (Retrofit Only), Heating Setpoint = 60°F | H4755: Unit Heater, ≥ 90% Thermal Efficiency (Retrofit Only), Heating Setpoint = 60°F | N/A | N/A | 2 | MBh | N/A | MBh | N/A | 4755 |  | N/A | See NC MMID | N/A | 100% | 100% | 100% | No | No | No |  |  | Agribusiness | 46
N/A | 4756 | 4756 | Not Eligible | H4756 | N/A | Unit Heater, ≥ 90% Thermal Efficiency (Retrofit Only), Heating Setpoint = 55°F | H4756: Unit Heater, ≥ 90% Thermal Efficiency (Retrofit Only), Heating Setpoint = 55°F | N/A | N/A | 2 | MBh | N/A | MBh | N/A | 4756 |  | N/A | See NC MMID | N/A | 100% | 100% | 100% | No | No | No |  |  | Agribusiness | 46
N/A | 4753 | 4753 | Not Eligible | N-H4753 | Eligible Under B&I-Rural | Unit Heater, ≥ 90% Thermal Efficiency (NC Only), Heating Setpoint = 70°F | N-H4753: Unit Heater, ≥ 90% Thermal Efficiency (NC Only), Heating Setpoint = 70°F | N/A | N/A | N/A | MBh | 1 | MBh | N/A | 4753 |  | N/A | Yes-to B&I-Rural | N/A | 100% | 100% | 100% | No | No | No |  |  | Agribusiness | 46
N/A | 4754 | 4754 | Not Eligible | N-H4754 | Eligible Under B&I-Rural | Unit Heater, ≥ 90% Thermal Efficiency (NC Only), Heating Setpoint = 65°F | N-H4754: Unit Heater, ≥ 90% Thermal Efficiency (NC Only), Heating Setpoint = 65°F | N/A | N/A | N/A | MBh | 1 | MBh | N/A | 4754 |  | N/A | Yes-to B&I-Rural | N/A | 100% | 100% | 100% | No | No | No |  |  | Agribusiness | 46
N/A | 4755 | 4755 | Not Eligible | N-H4755 | Eligible Under B&I-Rural | Unit Heater, ≥ 90% Thermal Efficiency (NC Only), Heating Setpoint = 60°F | N-H4755: Unit Heater, ≥ 90% Thermal Efficiency (NC Only), Heating Setpoint = 60°F | N/A | N/A | N/A | MBh | 1 | MBh | N/A | 4755 |  | N/A | Yes-to B&I-Rural | N/A | 100% | 100% | 100% | No | No | No |  |  | Agribusiness | 46
N/A | 4756 | 4756 | Not Eligible | N-H4756 | Eligible Under B&I-Rural | Unit Heater, ≥ 90% Thermal Efficiency (NC Only), Heating Setpoint = 55°F | N-H4756: Unit Heater, ≥ 90% Thermal Efficiency (NC Only), Heating Setpoint = 55°F | N/A | N/A | N/A | MBh | 1 | MBh | N/A | 4756 |  | N/A | Yes-to B&I-Rural | N/A | 100% | 100% | 100% | No | No | No |  |  | Agribusiness | 46
N/A | 5081 | 5081 | Not Eligible | AG5081 | N/A | Direct Fired Make-up Air Unit | AG5081: Direct Fired Make-up Air Unit | N/A | N/A | 0.2 | CFM | 0.15 | N/A | 5081 | 5081 | 5081 | Yes-to NC Prgm | Yes-to NC Prgm | Yes-to NC Prgm | 100% | 100% | 100% | No | Yes | Yes | Agribusiness | K | Agribusiness | 47
N/A | 5081 | 5081 | Not Eligible | N-AG5081 | Eligible Under B&I-Rural | Direct Fired Make-up Air Unit | N-AG5081: Direct Fired Make-up Air Unit | N/A | N/A | 0.15 | CFM | 0.15 | N/A | 5081 | 5081 | 5081 | Yes-to NC Prgm | Yes-to NC Prgm | Yes-to NC Prgm | 100% | 100% | 100% | No | Yes | Yes | Agribusiness | K | Agribusiness | 47
[6 empty] | ----------------------AGRIBUSINESS CATALOG: WATER HEATING EQUIPMENT -------------------------------------------- | ----------------------AGRIBUSINESS CATALOG: WATER HEATING EQUIPMENT -------------------------------------------- | [15 empty] | No |  |  |  |  | Agribusiness
N/A | 3989 | 3989 | Not Eligible | AG3989 | Eligible Under B&I-Rural | Refrigeration Heat Recovery, NG WH, w/ a pre-cooler and VFD on milk pump, Ag | AG3989: Refrigeration Heat Recovery, NG WH, w/ a pre-cooler and VFD on milk pump, Ag | N/A | N/A | 600 | RHR Unit | 600 | RHR Unit | N/A | 3989 |  | N/A | See NC MMID | N/A | 100% | 100% | 100% | No | Yes | Yes |  |  | Agribusiness | 49
N/A | 3990 | 3990 | Not Eligible | AG3990 | Eligible Under B&I-Rural | Refrigeration Heat Recovery, NG WH, w/ a pre-cooler, Ag | AG3990: Refrigeration Heat Recovery, NG WH, w/ a pre-cooler, Ag | N/A | N/A | 600 | RHR Unit | 600 | RHR Unit | N/A | 3990 |  | N/A | See NC MMID | N/A | 100% | 100% | 100% | No | Yes | Yes |  |  | Agribusiness | 49
N/A | 3991 | 3991 | Not Eligible | AG3991 | Eligible Under B&I-Rural | Refrigeration Heat Recovery, NG WH, w/ no pre-cooler, Ag | AG3991: Refrigeration Heat Recovery, NG WH, w/ no pre-cooler, Ag | N/A | N/A | 600 | RHR Unit | 600 | RHR Unit | N/A | 3991 |  | N/A | See NC MMID | N/A | 100% | 100% | 100% | No | Yes | Yes |  |  | Agribusiness | 49
N/A | 3992 | 3992 | Not Eligible | AG3992 | Eligible Under B&I-Rural | Refrigeration Heat Recovery, Elec WH, w/ a pre-cooler and VFD on milk pump, Ag | AG3992: Refrigeration Heat Recovery, Elec WH, w/ a pre-cooler and VFD on milk pump, Ag | N/A | N/A | 600 | RHR Unit | 600 | RHR Unit | N/A | 3992 |  | N/A | See NC MMID | N/A | 100% | 100% | 100% | No | Yes | Yes |  |  | Agribusiness | 49
N/A | 3993 | 3993 | Not Eligible | AG3993 | Eligible Under B&I-Rural | Refrigeration Heat Recovery, Elec WH, w/ a pre-cooler, Ag | AG3993: Refrigeration Heat Recovery, Elec WH, w/ a pre-cooler, Ag | N/A | N/A | 600 | RHR Unit | 600 | RHR Unit | N/A | 3993 |  | N/A | See NC MMID | N/A | 100% | 100% | 100% | No | Yes | Yes |  |  | Agribusiness | 49
N/A | 3994 | 3994 | Not Eligible | AG3994 | Eligible Under B&I-Rural | Refrigeration Heat Recovery, Elec WH, w/ no pre-cooler, Ag | AG3994: Refrigeration Heat Recovery, Elec WH, w/ no pre-cooler, Ag | N/A | N/A | 600 | RHR Unit | 600 | RHR Unit | N/A | 3994 |  | N/A | See NC MMID | N/A | 100% | 100% | 100% | No | Yes | Yes |  |  | Agribusiness | 49
N/A | 3989 | 3989 | Not Eligible | N-AG3989 | Eligible Under B&I-Rural | Refrigeration Heat Recovery, NG WH, w/ a pre-cooler and VFD on milk pump, Ag | N-AG3989: Refrigeration Heat Recovery, NG WH, w/ a pre-cooler and VFD on milk pump, Ag | N/A | N/A | 600 | RHR Unit | 600 | RHR Unit | N/A | 3989 |  | N/A | Yes-to B&I-Rural | N/A | 100% | 100% | 100% | No | Yes | Yes |  |  | Agribusiness | 49
N/A | 3990 | 3990 | Not Eligible | N-AG3990 | Eligible Under B&I-Rural | Refrigeration Heat Recovery, NG WH, w/ a pre-cooler, Ag | N-AG3990: Refrigeration Heat Recovery, NG WH, w/ a pre-cooler, Ag | N/A | N/A | 600 | RHR Unit | 600 | RHR Unit | N/A | 3990 |  | N/A | Yes-to B&I-Rural | N/A | 100% | 100% | 100% | No | Yes | Yes |  |  | Agribusiness | 49
N/A | 3991 | 3991 | Not Eligible | N-AG3991 | Eligible Under B&I-Rural | Refrigeration Heat Recovery, NG WH, w/ no pre-cooler, Ag | N-AG3991: Refrigeration Heat Recovery, NG WH, w/ no pre-cooler, Ag | N/A | N/A | 600 | RHR Unit | 600 | RHR Unit | N/A | 3991 |  | N/A | Yes-to B&I-Rural | N/A | 100% | 100% | 100% | No | Yes | Yes |  |  | Agribusiness | 49
N/A | 3992 | 3992 | Not Eligible | N-AG3992 | Eligible Under B&I-Rural | Refrigeration Heat Recovery, Elec WH, w/ a pre-cooler and VFD on milk pump, Ag | N-AG3992: Refrigeration Heat Recovery, Elec WH, w/ a pre-cooler and VFD on milk pump, Ag | N/A | N/A | 600 | RHR Unit | 600 | RHR Unit | N/A | 3992 |  | N/A | Yes-to B&I-Rural | N/A | 100% | 100% | 100% | No | Yes | Yes |  |  | Agribusiness | 49
N/A | 3993 | 3993 | Not Eligible | N-AG3993 | Eligible Under B&I-Rural | Refrigeration Heat Recovery, Elec WH, w/ a pre-cooler, Ag | N-AG3993: Refrigeration Heat Recovery, Elec WH, w/ a pre-cooler, Ag | N/A | N/A | 600 | RHR Unit | 600 | RHR Unit | N/A | 3993 |  | N/A | Yes-to B&I-Rural | N/A | 100% | 100% | 100% | No | Yes | Yes |  |  | Agribusiness | 49
N/A | 3994 | 3994 | Not Eligible | N-AG3994 | Eligible Under B&I-Rural | Refrigeration Heat Recovery, Elec WH, w/ no pre-cooler, Ag | N-AG3994: Refrigeration Heat Recovery, Elec WH, w/ no pre-cooler, Ag | N/A | N/A | 600 | RHR Unit | 600 | RHR Unit | N/A | 3994 |  | N/A | Yes-to B&I-Rural | N/A | 100% | 100% | 100% | No | Yes | Yes |  |  | Agribusiness | 49
N/A | 4937 | 4937 | Not Eligible | AG4937 | Eligible Under B&I-Rural | Water Heater, Ag, NG | AG4937: Water Heater, Ag, NG | N/A | N/A | 500 | Water Heater | 500 | Water Heater | N/A | 4937 |  | N/A | See NC MMID | N/A | 100% | 100% | 100% | No | Yes | Yes |  |  | Agribusiness | 49
N/A | 4937 | 4937 | Not Eligible | N-AG4937 | Eligible Under B&I-Rural | Water Heater, Ag, NG | N-AG4937: Water Heater, Ag, NG | N/A | N/A | 500 | Water Heater | 500 | Water Heater | N/A | 4937 |  | N/A | Yes-to B&I-Rural | N/A | 100% | 100% | 100% | No | Yes | Yes |  |  | Agribusiness | 49
[6 empty] | ----------------------AG PROPANE CATALOG: SPECIALTY EQUIPMENT -------------------------------------------- | ----------------------AG PROPANE CATALOG: SPECIALTY EQUIPMENT --------------------------------------------
N/A | 4868 | N/A | Not Eligible | AG4868 | Not Eligible | Grain Dryer, Energy Efficient, Propane | AG4868: Grain Dryer, Energy Efficient, Propane | N/A | N/A | 16 | Bushel/hr drying capacity | N/A | Bushel/hr drying capacity | N/A | 4868 | N/A | N/A | No | N/A | 100% | 100% | 100% | No | Yes | Yes |  |  | Propane | 13
N/A | 5085 | N/A | Not Eligible | AG5085 | Not Eligible | Grain Dryer, Tune-up, Propane | AG5085: Grain Dryer, Tune-up, Propane | N/A | N/A | 100 | Tune-up | N/A | Tune-up | N/A | 5085 |  | N/A | No | N/A | 100% | 100% | 100% | No | Yes | Yes |  |  | Propane | 13
N/A | 4851 | N/A | Not Eligible | AG4851 | Not Eligible | Greenhouse Climate Controls | AG4851: Greenhouse Climate Controls | N/A | N/A | 0.03 | sq ft | N/A | sq ft | N/A | 4851 | N/A | N/A | See NC MMID | N/A | 100% | 100% | 100% | No | Yes | Yes |  |  | Propane | 15
N/A | 4851 | N/A | Not Eligible | N-AG4851 | Eligible Under Ag Propane | Greenhouse Climate Controls | N-AG4851: Greenhouse Climate Controls | N/A | N/A | N/A | sq ft | 0.03 | sq ft | N/A | 4851 | 4851 | N/A | Yes-to Ag Propane | N/A | 100% | 100% | 100% | No | Yes | Yes |  |  | Propane | 15
N/A |  | N/A |  |  |  | ----------------------AG PROPANE CATALOG: VFDS AND COMPRESSED AIR -------------------------------------------- | ----------------------AG PROPANE CATALOG: VFDS AND COMPRESSED AIR --------------------------------------------
N/A | 2257 | N/A | Not Eligible | PS2257 | Not Eligible | Compressed Air Heat Recovery | PS2257: Compressed Air Heat Recovery | N/A | N/A | 50 | hp | N/A | hp | N/A | 2257 | N/A | N/A | See NC MMID | N/A | 50% | 50% | 50% | No | No | Yes |  |  | Propane | 32
N/A | 2257 | N/A | Not Eligible | N-PS2257 | Eligible Under Ag Propane | Compressed Air Heat Recovery | N-PS2257: Compressed Air Heat Recovery | N/A | N/A | 50 | hp | 50 | hp | N/A | 2257 | 2257 | N/A | Yes-to Ag Propane | No | 50% | 50% | 50% | No | No | Yes |  |  | Propane | 32
N/A | 3928 | N/A | Not Eligible | PS3928 | Not Eligible | Vacuum Pump Heat Recovery | PS3928: Vacuum Pump Heat Recovery | N/A | N/A | 50 | hp | N/A | hp | N/A | 3928 | N/A | N/A | See NC MMID | N/A | 50% | 50% | 50% | No | No | Yes |  |  | Propane | 32
N/A | 3928 |  | Not Eligible | N-PS3928 | Eligible Under Ag Propane | Vacuum Pump Heat Recovery | N-PS3928: Vacuum Pump Heat Recovery | N/A | N/A | 50 | hp | 50 | hp | N/A | 3928 | 3928 | N/A | Yes-to Ag Propane | No | 50% | 50% | 50% | No | No | Yes |  |  | Propane | 32
N/A |  | N/A |  |  |  | ----------------------AG PROPANE CATALOG: SPACE HEATING EQUIPMENT -------------------------------------------- | ----------------------AG PROPANE CATALOG: SPACE HEATING EQUIPMENT --------------------------------------------
N/A | 4852 | N/A | Not Eligible | AG4852 | Not Eligible | Hot Water Boilers, < 300 MBh input, ≥90% AFUE | AG4852: Hot Water Boilers, < 300 MBh input, ≥90% AFUE | N/A | N/A | 3 | MBh | 3 | MBh | N/A | 4852 | N/A | N/A | See NC MMID | N/A | 100% | 100% | 100% | No | No | No |  |  | Propane | 33
N/A | 4867 | N/A | Not Eligible | AG4867 | Not Eligible | Hot Water Boilers, ≥300 MBh input, ≥85% thermal efficiency | AG4867: Hot Water Boilers, ≥300 MBh input, ≥85% thermal efficiency | N/A | N/A | 1 | MBh | 1 | MBh | N/A | 4867 | N/A | N/A | See NC MMID | N/A | 100% | 100% | 100% | No | No | No |  |  | Propane | 33
N/A | 4866 | N/A | Not Eligible | AG4866 | Not Eligible | Hot Water Boilers, ≥300 MBh input, ≥90% thermal efficiency | AG4866: Hot Water Boilers, ≥300 MBh input, ≥90% thermal efficiency | N/A | N/A | 3 | MBh | 3 | MBh | N/A | 4866 | N/A | N/A | See NC MMID | N/A | 100% | 100% | 100% | No | No | No |  |  | Propane | 33
N/A | 4852 | N/A | Not Eligible | N-AG4852 | Eligible Under Ag Propane | Hot Water Boilers, < 300 MBh input, ≥90% AFUE | N-AG4852: Hot Water Boilers, < 300 MBh input, ≥90% AFUE | N/A | N/A | 3 | MBh | 3 | MBh | N/A | 4852 | N/A | N/A | Yes-to Ag Propane | N/A | 100% | 100% | 100% | No | No | No |  |  | Propane | 33
N/A | 4867 | N/A | Not Eligible | N-AG4867 | Eligible Under Ag Propane | Hot Water Boilers, ≥300 MBh input, ≥85% thermal efficiency | N-AG4867: Hot Water Boilers, ≥300 MBh input, ≥85% thermal efficiency | N/A | N/A | 1 | MBh | 1 | MBh | N/A | 4867 | N/A | N/A | Yes-to Ag Propane | N/A | 100% | 100% | 100% | No | No | No |  |  | Propane | 33
N/A | 4866 | N/A | Not Eligible | N-AG4866 | Eligible Under Ag Propane | Hot Water Boilers, ≥300 MBh input, ≥90% thermal efficiency | N-AG4866: Hot Water Boilers, ≥300 MBh input, ≥90% thermal efficiency | N/A | N/A | 3 | MBh | 3 | MBh | N/A | 4866 | N/A | N/A | Yes-to Ag Propane | N/A | 1 | 1 | 1 | No | No | No |  |  | Propane | 33
N/A | 4854 | N/A | Not Eligible | AG4854 | Not Eligible | Infrared Heater (Propane Only) | AG4854: Infrared Heater (Propane Only) | N/A | N/A | 1.5 | MBh | N/A | MBh | N/A | 4854 | N/A | N/A | See NC MMID | N/A | 100% | 100% | 100% | No | No | No |  |  | Propane | 33
N/A | 4854 | N/A | Not Eligible | N-AG4854 | Eligible Under Ag Propane | Infrared Heater (Propane Only) | N-AG4854: Infrared Heater (Propane Only) | N/A | N/A | 1 | MBh | 1 | MBh | N/A | 4854 | N/A | N/A | Yes-to Ag Propane | N/A | 100% | 100% | 100% | No | No | No |  |  | Propane | 33
N/A | 4870 | N/A | Not Eligible | AG4870 | Not Eligible | Furnace with ECM, ≥95%+ AFUE, 2 stages of heat, Propane | AG4870: Furnace with ECM, ≥95%+ AFUE, 2 stages of heat, Propane | N/A | N/A | 220 | Furnace | N/A | Furnace | N/A | 4870 | N/A | N/A | See NC MMID | N/A | 100% | 100% | 100% | No | No | No |  |  | Propane | 34
N/A | 4869 | N/A | Not Eligible | AG4869 | Not Eligible | Furnace with ECM, ≥90%+ AFUE, 2 stages of heat, Propane | AG4869: Furnace with ECM, ≥90%+ AFUE, 2 stages of heat, Propane | N/A | N/A | 100 | Furnace | N/A | Furnace | N/A | 4869 | N/A | N/A | See NC MMID | N/A | 100% | 100% | 100% | No | No | No |  |  | Propane | 34
N/A | 4870 | N/A | Not Eligible | N-AG4870 | Eligible Under Ag Propane | Furnace with ECM, ≥95%+ AFUE, 2 stages of heat, Propane | N-AG4870: Furnace with ECM, ≥95%+ AFUE, 2 stages of heat, Propane | N/A | N/A | N/A | Furnace | 180 | Furnace | N/A | 4870 | N/A | N/A | Yes-to Ag Propane | N/A | 1 | 1 | 1 | No | No | No |  |  | Propane | 34
N/A | 4869 | N/A | Not Eligible | N-AG4869 | Eligible Under Ag Propane | Furnace with ECM, ≥90%+ AFUE, 2 stages of heat, Propane | N-AG4869: Furnace with ECM, ≥90%+ AFUE, 2 stages of heat, Propane | N/A | N/A | N/A | Furnace | 80 | Furnace | N/A | 4869 | N/A | N/A | Yes-to Ag Propane | N/A | 1 | 1 | 1 | No | No | No |  |  | Propane | 34
N/A | 4878 | N/A | Not Eligible | AG4878 | Not Eligible | Unit Heater, ≥ 90% Thermal Efficiency (Retrofit Only), Heating Setpoint = 70°F, Propane | AG4878: Unit Heater, ≥ 90% Thermal Efficiency (Retrofit Only), Heating Setpoint = 70°F, Propane | N/A | N/A | 2 | MBh | N/A | MBh | N/A | 4878 | N/A | N/A | See NC MMID | N/A | 1 | 1 | 1 | No | No | No |  |  | Propane | 34
N/A | 4879 | N/A | Not Eligible | AG4879 | Not Eligible | Unit Heater, ≥ 90% Thermal Efficiency (Retrofit Only), Heating Setpoint = 65°F, Propane | AG4879: Unit Heater, ≥ 90% Thermal Efficiency (Retrofit Only), Heating Setpoint = 65°F, Propane | N/A | N/A | 2 | MBh | N/A | MBh | N/A | 4879 | N/A | N/A | See NC MMID | N/A | 1 | 1 | 1 | No | No | No |  |  | Propane | 34
N/A | 4880 | N/A | Not Eligible | AG4880 | Not Eligible | Unit Heater, ≥ 90% Thermal Efficiency (Retrofit Only), Heating Setpoint = 60°F, Propane | AG4880: Unit Heater, ≥ 90% Thermal Efficiency (Retrofit Only), Heating Setpoint = 60°F, Propane | N/A | N/A | 2 | MBh | N/A | MBh | N/A | 4880 | N/A | N/A | See NC MMID | N/A | 1 | 1 | 1 | No | No | No |  |  | Propane | 34
N/A | 4881 | N/A | Not Eligible | AG4881 | Not Eligible | Unit Heater, ≥ 90% Thermal Efficiency (Retrofit Only), Heating Setpoint = 55°F, Propane | AG4881: Unit Heater, ≥ 90% Thermal Efficiency (Retrofit Only), Heating Setpoint = 55°F, Propane | N/A | N/A | 2 | MBh | N/A | MBh | N/A | 4881 | N/A | N/A | See NC MMID | N/A | 1 | 1 | 1 | No | No | No |  |  | Propane | 34
N/A | 4878 | N/A | Not Eligible | N-AG4878 | Eligible Under Ag Propane | Unit Heater, ≥ 90% Thermal Efficiency (NC Only), Heating Setpoint = 70°F, Propane | N-AG4878: Unit Heater, ≥ 90% Thermal Efficiency (NC Only), Heating Setpoint = 70°F, Propane | N/A | N/A | N/A | MBh | 1 | MBh | N/A | 4878 | N/A | N/A | Yes-to Ag Propane | N/A | 1 | 1 | 1 | No | No | No |  |  | Propane | 34
N/A | 4879 | N/A | Not Eligible | N-AG4879 | Eligible Under Ag Propane | Unit Heater, ≥ 90% Thermal Efficiency (NC Only), Heating Setpoint = 65°F, Propane | N-AG4879: Unit Heater, ≥ 90% Thermal Efficiency (NC Only), Heating Setpoint = 65°F, Propane | N/A | N/A | N/A | MBh | 1 | MBh | N/A | 4879 | N/A | N/A | Yes-to Ag Propane | N/A | 1 | 1 | 1 | No | No | No |  |  | Propane | 34
N/A | 4880 | 4880 | Not Eligible | N-AG4880 | Eligible Under Ag Propane | Unit Heater, ≥ 90% Thermal Efficiency (NC Only), Heating Setpoint = 60°F, Propane | N-AG4880: Unit Heater, ≥ 90% Thermal Efficiency (NC Only), Heating Setpoint = 60°F, Propane | N/A | N/A | N/A | MBh | 1 | MBh | N/A | 4880 | N/A | N/A | Yes-to Ag Propane | N/A | 1 | 1 | 1 | No | No | No |  |  | Propane | 34
N/A | 4881 | 4881 | Not Eligible | N-AG4881 | Eligible Under Ag Propane | Unit Heater, ≥ 90% Thermal Efficiency (NC Only), Heating Setpoint = 55°F, Propane | N-AG4881: Unit Heater, ≥ 90% Thermal Efficiency (NC Only), Heating Setpoint = 55°F, Propane | N/A | N/A | N/A | MBh | 1 | MBh | N/A | 4881 | N/A | N/A | Yes-to Ag Propane | N/A | 1 | 1 | 1 | No | No | No |  |  | Propane | 34
N/A | 5081 | 5081 | Not Eligible | AG5081 | Eligible Under Ag Propane | Direct Fired Make-up Air Unit: Also in Ag catalog; would need propane version MMID to list hear. | [21 empty] | Propane | 35
N/A | 5081 | 5081 | Not Eligible | N-AG5081 | Eligible Under Ag Propane | Direct Fired Make-up Air Unit: Also in Ag catalog; would need propane version MMID to list hear. | [21 empty] | Propane | 35
[6 empty] | ----------------------AG PROPANE CATALOG: WATER HEATING EQUIPMENT -------------------------------------------- | ----------------------AG PROPANE CATALOG: WATER HEATING EQUIPMENT --------------------------------------------
N/A | 4874 | N/A | Not Eligible | AG4874 | Not Eligible | RHR Unit (Propane Water Heater with Existing Milk Plate Cooler and VFD on Milk Pump) | AG4874: RHR Unit (Propane Water Heater with Existing Milk Plate Cooler and VFD on Milk Pump) | N/A | N/A | 600 | RHR Unit | 600 | RHR Unit | N/A | 4874 | N/A | N/A | See NC MMID | N/A | 1 | 1 | 1 | No | Yes | Yes |  |  | Propane | 36
N/A | 4875 | N/A | Not Eligible | AG4875 | Not Eligible | RHR Unit (Propane Water Heater without Existing Milk Plate Cooler) | AG4875: RHR Unit (Propane Water Heater without Existing Milk Plate Cooler) | N/A | N/A | 600 | RHR Unit | 600 | RHR Unit | N/A | 4875 | N/A | N/A | See NC MMID | N/A | 1 | 1 | 1 | No | Yes | Yes |  |  | Propane | 36
N/A | 4876 | 4876 | Not Eligible | AG4876 | Not Eligible | RHR Unit (Propane Water Heater with Existing Milk Plate Cooler) | AG4876: RHR Unit (Propane Water Heater with Existing Milk Plate Cooler) | N/A | N/A | 600 | RHR Unit | 600 | RHR Unit | N/A | 4876 | N/A | N/A | See NC MMID | N/A | 1 | 1 | 1 | No | Yes | Yes |  |  | Propane | 36
N/A | 4874 | 4874 | Not Eligible | N-AG4874 | Eligible Under Ag Propane | RHR Unit (Propane Water Heater with Existing Milk Plate Cooler and VFD on Milk Pump) | N-AG4874: RHR Unit (Propane Water Heater with Existing Milk Plate Cooler and VFD on Milk Pump) | N/A | N/A | 600 | RHR Unit | 600 | RHR Unit | N/A | 4874 | N/A | N/A | Yes-to Ag Propane | N/A | 1 | 1 | 1 | No | Yes | Yes |  |  | Propane | 36
N/A | 4875 | 4875 | Not Eligible | N-AG4875 | Eligible Under Ag Propane | RHR Unit (Propane Water Heater without Existing Milk Plate Cooler) | N-AG4875: RHR Unit (Propane Water Heater without Existing Milk Plate Cooler) | N/A | N/A | 600 | RHR Unit | 600 | RHR Unit | N/A | 4875 | N/A | N/A | Yes-to Ag Propane | N/A | 1 | 1 | 1 | No | Yes | Yes |  |  | Propane | 36
N/A | 4876 | 4876 | Not Eligible | N-AG4876 | Eligible Under Ag Propane | RHR Unit (Propane Water Heater with Existing Milk Plate Cooler) | N-AG4876: RHR Unit (Propane Water Heater with Existing Milk Plate Cooler) | N/A | N/A | 600 | RHR Unit | 600 | RHR Unit | N/A | 4876 | N/A | N/A | Yes-to Ag Propane | N/A | 1 | 1 | 1 | No | Yes | Yes |  |  | Propane | 36
N/A | 4938 | N/A | Not Eligible | AG4938 | Not Eligible | Propane Commercial Water Heater | AG4938: Propane Commercial Water Heater | N/A | N/A | 500 | Water Heater | 500 | Water Heater | N/A | 4938 | N/A | N/A | See NC MMID | N/A | 1 | 1 | 1 | No | Yes | Yes |  |  | Propane | 36
N/A | 4938 | 4938 | Not Eligible | N-AG4938 | Eligible Under Ag Propane | Propane Commercial Water Heater | N-AG4938: Propane Commercial Water Heater | N/A | N/A | 500 | Water Heater | 500 | Water Heater | N/A | 4938 | N/A | N/A | Yes-to Ag Propane | N/A | 1 | 1 | 1 | No | Yes | Yes |  |  | Propane | 36
N/A |  | N/A |  |  |  | -------------------------------SPECIAL OFFERS B&IR------------------------------- | -------------------------------SPECIAL OFFERS B&IR-------------------------------
N/A | 5034 | N/A | Not Eligible | AG5034 | Not Eligible | Dairy Refrigeration Tune-up TA Bonus | AG5034: Dairy Refrigeration Tune-up TA Bonus | N/A | N/A | 100 | 10 compressors | N/A | N/A | N/A | 5034 | N/A | N/A | No | No | N/A | N/A | N/A | No | No | No |  |  | Special Offer
N/A | 4403 | N/A | Not Eligible | AG4403 | Not Eligible | Refrigeration System Tune-Up, Agriculture | AG4403: Refrigeration System Tune-Up, Agriculture | N/A | N/A | 40 | Compressor | N/A | N/A | N/A | 4033 | N/A | N/A | No | No | N/A | 1 | N/A | Yes | No | No |  |  | Special Offer
Special Offer
[6 empty] | -------------------------------SPECIAL OFFERS B&I------------------------------- | -------------------------------SPECIAL OFFERS B&I-------------------------------
N/A | N/A | N/A | [25 empty] | Special Offer
N/A | N/A | N/A | [25 empty] | Special Offer
N/A | N/A | N/A |  |  |  | -------------------------------SPECIAL OFFERS S&G------------------------------- | -------------------------------SPECIAL OFFERS S&G-------------------------------
N/A | N/A | N/A | [25 empty] | Special Offer
N/A | N/A | N/A | [25 empty] | Special Offer
Note on E3: Zach Obert: This is code for Ag catalog lighting section
Note on J3: Zach Obert: This is the UOM that appears in the incentive catalog
Note on L3: Zach Obert: This is the UOM that appears in the incentive catalog
Note on N3: Zach Obert: This is the UOM that appears in the incentive catalog
Note on U3: Zach Obert: Set % cost limit, otherwise leave at 100%, even if measure isn't eligible for that program
Note on V3: Zach Obert: Set % cost limit, otherwise leave at 100%, even if measure isn't eligible for that program
Note on W3: Zach Obert: Set % cost limit, otherwise leave at 100%, even if measure isn't eligible for that program
Note on X3: Zach Obert: This column is for a few special measures (large DX cooling and chillers) that have unique UOM in SPECTRUM to account for the way their incentive is calculated. This is because the incentive is variable based on tons and efficiency, and SPECTRUM can only scale based on 1 variable.
Note on Z41: Zach Obert: But pre-approval required
Note on Z77: Zach Obert: But pre-approval required
Note on Z78: Zach Obert: But pre-approval required
Note on Z168: Zach Obert: For first year anyway…since it's a new measure.
Note on G219: Zach Obert: Entered NC incentive under base measure code and N- measure code so will work either way
Note on G631: Zach Obert: for Ag Propane, only include measure codes that are unique to Ag Propane catalog. Do not include duplicates that are also in the regular ag catalog.
Note on G636: Zach Obert: for Ag Propane, only include measure codes that are unique to Ag Propane catalog. Do not include duplicates that are also in the regular ag catalog.
Note on G641: Zach Obert: for Ag Propane, only include measure codes that are unique to Ag Propane catalog. Do not include duplicates that are also in the regular ag catalog.
Note on G664: Zach Obert: for Ag Propane, only include measure codes that are unique to Ag Propane catalog. Do not include duplicates that are also in the regular ag catalog.